## MPS(input)
Monitoring Spreadsheet: JCM_LA_AM003_ver01.0
Reference Number: LA004
Monitoring Plan Sheet (Input Sheet) [Attachment to Project Design Document]
Table 1: Parameters to be monitored ex post
| (a) | (b) | (c) | (d) | (e) | (f) | (g) | (h) | (i) | (j)
| Monitoring point No. | Parameters | Description of data | Estimated Values | Units | Monitoring option | Source of data | Measurement methods and procedures | Monitoring frequency | Other comments
| N.A. | Hi,p | Energizing time of the project transformer i during the period p | - | hour/p | Option C | On-site measurements. | Counting the number of hours of this monitoring period | Once at the end of this monitoring period | Monitored values are input on "MPS(input_separate)" sheet
Table 2: Project-specific parameters to be fixed ex ante
| (a) | (b) |  | (c) | (d) | (e) |  |  | (f)
| Parameters | Description of data |  | Estimated Values | Units | Source of data |  |  | Other comments
| NLLRE,i,j,k | No-load losses of the reference transformer i of capacity category k for the power company j |  | - | W | The latest standard for no-load loss required by the power companies, or the specification value of no-load losses set by the power companies |  |  | Values are input on "MPS(input_separate)" sheet
| NLLPJ,i,j,k | No-load losses of the project transformer i of capacity category k for the power company j |  | - | W | Values sourced from manufacturer’s performance test report measured at the time of pre-delivery inspection or those defined in the tender specification of the power companies |  |  | Values are input on "MPS(input_separate)" sheet
| Brp | Blackout rate during the period p |  | 0.0155 | fraction | Data obtained from power companies
| UNCi | Maximum allowable uncertainty for the no-load losses of the project transformer i |  | - | fraction | Manufacturer’s performance test report measured at the time of pre-delivery inspection or 0.15 as specified in IEC 60076 in case the value is not specified in the performance test report |  |  | Values are input on "MPS(input_separate)" sheet
| EFgrid | CO2 emission factor of the grid |  | 0.5595 | tCO2/MWh | The most recent value announced by the Ministry of Natural Resources and Environment (MONRE), DNA for CDM available at the time of validation is applied and fixed for the monitoring period thereafter, unless otherwise instructed by the Joint Committee
Table3: Ex-ante estimation of CO2 emission reductions
| CO2 emission reductions |  | Units
| 2109 |  | tCO2/p
[Monitoring option]
| Option A | Based on public data which is measured by entities other than the project participants (Data used: publicly recognized data such as statistical data and specifications)
| Option B | Based on the amount of transaction which is measured directly using measuring equipments (Data used: commercial evidence such as invoices)
| Option C | Based on the actual measurement using measuring equipments (Data used: measured values)

## MPS(input_separate)
Monitoring Spreadsheet: JCM_LA_AM003_ver01.0
Reference Number: LA004
|  |  |  | Parameters to be monitored ex post | Project-specific parameters to be fixed ex ante |  |  |  |  | Ex-ante estimation of emissions
Parameters | i | k | j | Hi,p | NLLRE,i,j,k | NLLPJ,i,j,k | Brp | UNCi | EFgrid | REi,p | PEi,p | ERi,p
Description of data | Identification number of the project transformer | Index which represents type of the project transformer | Identification number of the power company where the transformer i is installed | Energizing time of the project transformer i during the period p | No-load losses of the reference transformer i of capacity category k for the power company j | No-load losses of the project transformer i of capacity category k for the power company j | Blackout rate during the period p | Maximum allowable uncertainty for the no-load losses of the project transformer i | CO2 emission factor of the grid | Reference emissions by the transformer i during the period p | Project emissions by the transformer i during the period p | Emissions reductions by the transformer i during the period p
Units | - | - | - | hour/p | W | W | fraction | fraction | tCO2/MWh | tCO2/p | tCO2/p | tCO2/p
Estimated values | 1 | 1 | 1 | 8760 | 210 | 56 | 0.0155 | 0.15 | 0.5595 | 1.0133 | 0.31075 | 0.70256
| 2 | 1 | 1 | 8760 | 210 | 56 | 0.0155 | 0.15 | 0.5595 | 1.0133 | 0.31075 | 0.70256
| 3 | 1 | 1 | 8760 | 210 | 56 | 0.0155 | 0.15 | 0.5595 | 1.0133 | 0.31075 | 0.70256
| 4 | 2 | 1 | 8760 | 340 | 75 | 0.0155 | 0.15 | 0.5595 | 1.6406 | 0.41618 | 1.2244
| 5 | 2 | 1 | 8760 | 340 | 75 | 0.0155 | 0.15 | 0.5595 | 1.6406 | 0.41618 | 1.2244
| 6 | 2 | 1 | 8760 | 340 | 75 | 0.0155 | 0.15 | 0.5595 | 1.6406 | 0.41618 | 1.2244
| 7 | 3 | 1 | 8760 | 480 | 95 | 0.0155 | 0.15 | 0.5595 | 2.3161 | 0.52716 | 1.789
| 8 | 2 | 1 | 8760 | 340 | 75 | 0.0155 | 0.15 | 0.5595 | 1.6406 | 0.41618 | 1.2244
| 9 | 2 | 1 | 8760 | 340 | 75 | 0.0155 | 0.15 | 0.5595 | 1.6406 | 0.41618 | 1.2244
| 10 | 2 | 1 | 8760 | 340 | 75 | 0.0155 | 0.15 | 0.5595 | 1.6406 | 0.41618 | 1.2244
| 11 | 2 | 1 | 8760 | 340 | 75 | 0.0155 | 0.15 | 0.5595 | 1.6406 | 0.41618 | 1.2244
| 12 | 3 | 1 | 8760 | 480 | 95 | 0.0155 | 0.15 | 0.5595 | 2.3161 | 0.52716 | 1.789
| 13 | 3 | 1 | 8760 | 480 | 95 | 0.0155 | 0.15 | 0.5595 | 2.3161 | 0.52716 | 1.789
| 14 | 3 | 1 | 8760 | 480 | 95 | 0.0155 | 0.15 | 0.5595 | 2.3161 | 0.52716 | 1.789
| 15 | 3 | 1 | 8760 | 480 | 95 | 0.0155 | 0.15 | 0.5595 | 2.3161 | 0.52716 | 1.789
| 16 | 3 | 1 | 8760 | 480 | 95 | 0.0155 | 0.15 | 0.5595 | 2.3161 | 0.52716 | 1.789
| 17 | 3 | 1 | 8760 | 480 | 95 | 0.0155 | 0.15 | 0.5595 | 2.3161 | 0.52716 | 1.789
| 18 | 3 | 1 | 8760 | 480 | 95 | 0.0155 | 0.15 | 0.5595 | 2.3161 | 0.52716 | 1.789
| 19 | 3 | 1 | 8760 | 480 | 95 | 0.0155 | 0.15 | 0.5595 | 2.3161 | 0.52716 | 1.789
| 20 | 4 | 1 | 8760 | 670 | 125 | 0.0155 | 0.15 | 0.5595 | 3.2329 | 0.69363 | 2.5393
| 21 | 3 | 1 | 8760 | 480 | 95 | 0.0155 | 0.15 | 0.5595 | 2.3161 | 0.52716 | 1.789
| 22 | 3 | 1 | 8760 | 480 | 95 | 0.0155 | 0.15 | 0.5595 | 2.3161 | 0.52716 | 1.789
| 23 | 3 | 1 | 8760 | 480 | 95 | 0.0155 | 0.15 | 0.5595 | 2.3161 | 0.52716 | 1.789
| 24 | 3 | 1 | 8760 | 480 | 95 | 0.0155 | 0.15 | 0.5595 | 2.3161 | 0.52716 | 1.789
| 25 | 3 | 1 | 8760 | 480 | 95 | 0.0155 | 0.15 | 0.5595 | 2.3161 | 0.52716 | 1.789
| 26 | 4 | 1 | 8760 | 670 | 125 | 0.0155 | 0.15 | 0.5595 | 3.2329 | 0.69363 | 2.5393
| 27 | 4 | 1 | 8760 | 670 | 125 | 0.0155 | 0.15 | 0.5595 | 3.2329 | 0.69363 | 2.5393
| 28 | 4 | 1 | 8760 | 670 | 125 | 0.0155 | 0.15 | 0.5595 | 3.2329 | 0.69363 | 2.5393
| 29 | 4 | 1 | 8760 | 670 | 125 | 0.0155 | 0.15 | 0.5595 | 3.2329 | 0.69363 | 2.5393
| 30 | 4 | 1 | 8760 | 670 | 125 | 0.0155 | 0.15 | 0.5595 | 3.2329 | 0.69363 | 2.5393
| 31 | 4 | 1 | 8760 | 670 | 125 | 0.0155 | 0.15 | 0.5595 | 3.2329 | 0.69363 | 2.5393
| 32 | 4 | 1 | 8760 | 670 | 125 | 0.0155 | 0.15 | 0.5595 | 3.2329 | 0.69363 | 2.5393
| 33 | 4 | 1 | 8760 | 670 | 125 | 0.0155 | 0.15 | 0.5595 | 3.2329 | 0.69363 | 2.5393
| 34 | 4 | 1 | 8760 | 670 | 125 | 0.0155 | 0.15 | 0.5595 | 3.2329 | 0.69363 | 2.5393
| 35 | 4 | 1 | 8760 | 670 | 125 | 0.0155 | 0.15 | 0.5595 | 3.2329 | 0.69363 | 2.5393
| 36 | 4 | 1 | 8760 | 670 | 125 | 0.0155 | 0.15 | 0.5595 | 3.2329 | 0.69363 | 2.5393
| 37 | 4 | 1 | 8760 | 670 | 125 | 0.0155 | 0.15 | 0.5595 | 3.2329 | 0.69363 | 2.5393
| 38 | 4 | 1 | 8760 | 670 | 125 | 0.0155 | 0.15 | 0.5595 | 3.2329 | 0.69363 | 2.5393
| 39 | 4 | 1 | 8760 | 670 | 125 | 0.0155 | 0.15 | 0.5595 | 3.2329 | 0.69363 | 2.5393
| 40 | 4 | 1 | 8760 | 670 | 125 | 0.0155 | 0.15 | 0.5595 | 3.2329 | 0.69363 | 2.5393
| 41 | 4 | 1 | 8760 | 670 | 125 | 0.0155 | 0.15 | 0.5595 | 3.2329 | 0.69363 | 2.5393
| 42 | 4 | 1 | 8760 | 670 | 125 | 0.0155 | 0.15 | 0.5595 | 3.2329 | 0.69363 | 2.5393
| 43 | 4 | 1 | 8760 | 670 | 125 | 0.0155 | 0.15 | 0.5595 | 3.2329 | 0.69363 | 2.5393
| 44 | 5 | 1 | 8760 | 750 | 145 | 0.0155 | 0.15 | 0.5595 | 3.6189 | 0.80461 | 2.8143
| 45 | 5 | 1 | 8760 | 750 | 145 | 0.0155 | 0.15 | 0.5595 | 3.6189 | 0.80461 | 2.8143
| 46 | 5 | 1 | 8760 | 750 | 145 | 0.0155 | 0.15 | 0.5595 | 3.6189 | 0.80461 | 2.8143
| 47 | 6 | 1 | 8760 | 900 | 165 | 0.0155 | 0.15 | 0.5595 | 4.3427 | 0.91559 | 3.4271
| 48 | 6 | 1 | 8760 | 900 | 165 | 0.0155 | 0.15 | 0.5595 | 4.3427 | 0.91559 | 3.4271
| 49 | 7 | 1 | 8760 | 1000 | 220 | 0.0155 | 0.15 | 0.5595 | 4.8253 | 1.2208 | 3.6045
| 50 | 8 | 1 | 8760 | 1200 | 270 | 0.0155 | 0.15 | 0.5595 | 5.7903 | 1.4982 | 4.2921
| 51 | 1 | 1 | 8760 | 210 | 56 | 0.0155 | 0.15 | 0.5595 | 1.0133 | 0.31075 | 0.70256
| 52 | 1 | 1 | 8760 | 210 | 56 | 0.0155 | 0.15 | 0.5595 | 1.0133 | 0.31075 | 0.70256
| 53 | 1 | 1 | 8760 | 210 | 56 | 0.0155 | 0.15 | 0.5595 | 1.0133 | 0.31075 | 0.70256
| 54 | 1 | 1 | 8760 | 210 | 56 | 0.0155 | 0.15 | 0.5595 | 1.0133 | 0.31075 | 0.70256
| 55 | 1 | 1 | 8760 | 210 | 56 | 0.0155 | 0.15 | 0.5595 | 1.0133 | 0.31075 | 0.70256
| 56 | 1 | 1 | 8760 | 210 | 56 | 0.0155 | 0.15 | 0.5595 | 1.0133 | 0.31075 | 0.70256
| 57 | 1 | 1 | 8760 | 210 | 56 | 0.0155 | 0.15 | 0.5595 | 1.0133 | 0.31075 | 0.70256
| 58 | 1 | 1 | 8760 | 210 | 56 | 0.0155 | 0.15 | 0.5595 | 1.0133 | 0.31075 | 0.70256
| 59 | 2 | 1 | 8760 | 340 | 75 | 0.0155 | 0.15 | 0.5595 | 1.6406 | 0.41618 | 1.2244
| 60 | 2 | 1 | 8760 | 340 | 75 | 0.0155 | 0.15 | 0.5595 | 1.6406 | 0.41618 | 1.2244
| 61 | 2 | 1 | 8760 | 340 | 75 | 0.0155 | 0.15 | 0.5595 | 1.6406 | 0.41618 | 1.2244
| 62 | 2 | 1 | 8760 | 340 | 75 | 0.0155 | 0.15 | 0.5595 | 1.6406 | 0.41618 | 1.2244
| 63 | 2 | 1 | 8760 | 340 | 75 | 0.0155 | 0.15 | 0.5595 | 1.6406 | 0.41618 | 1.2244
| 64 | 2 | 1 | 8760 | 340 | 75 | 0.0155 | 0.15 | 0.5595 | 1.6406 | 0.41618 | 1.2244
| 65 | 2 | 1 | 8760 | 340 | 75 | 0.0155 | 0.15 | 0.5595 | 1.6406 | 0.41618 | 1.2244
| 66 | 2 | 1 | 8760 | 340 | 75 | 0.0155 | 0.15 | 0.5595 | 1.6406 | 0.41618 | 1.2244
| 67 | 2 | 1 | 8760 | 340 | 75 | 0.0155 | 0.15 | 0.5595 | 1.6406 | 0.41618 | 1.2244
| 68 | 1 | 1 | 8760 | 210 | 56 | 0.0155 | 0.15 | 0.5595 | 1.0133 | 0.31075 | 0.70256
| 69 | 2 | 1 | 8760 | 340 | 75 | 0.0155 | 0.15 | 0.5595 | 1.6406 | 0.41618 | 1.2244
| 70 | 3 | 1 | 8760 | 480 | 95 | 0.0155 | 0.15 | 0.5595 | 2.3161 | 0.52716 | 1.789
| 71 | 3 | 1 | 8760 | 480 | 95 | 0.0155 | 0.15 | 0.5595 | 2.3161 | 0.52716 | 1.789
| 72 | 3 | 1 | 8760 | 480 | 95 | 0.0155 | 0.15 | 0.5595 | 2.3161 | 0.52716 | 1.789
| 73 | 3 | 1 | 8760 | 480 | 95 | 0.0155 | 0.15 | 0.5595 | 2.3161 | 0.52716 | 1.789
| 74 | 3 | 1 | 8760 | 480 | 95 | 0.0155 | 0.15 | 0.5595 | 2.3161 | 0.52716 | 1.789
| 75 | 3 | 1 | 8760 | 480 | 95 | 0.0155 | 0.15 | 0.5595 | 2.3161 | 0.52716 | 1.789
| 76 | 3 | 1 | 8760 | 480 | 95 | 0.0155 | 0.15 | 0.5595 | 2.3161 | 0.52716 | 1.789
| 77 | 3 | 1 | 8760 | 480 | 95 | 0.0155 | 0.15 | 0.5595 | 2.3161 | 0.52716 | 1.789
| 78 | 3 | 1 | 8760 | 480 | 95 | 0.0155 | 0.15 | 0.5595 | 2.3161 | 0.52716 | 1.789
| 79 | 3 | 1 | 8760 | 480 | 95 | 0.0155 | 0.15 | 0.5595 | 2.3161 | 0.52716 | 1.789
| 80 | 3 | 1 | 8760 | 480 | 95 | 0.0155 | 0.15 | 0.5595 | 2.3161 | 0.52716 | 1.789
| 81 | 3 | 1 | 8760 | 480 | 95 | 0.0155 | 0.15 | 0.5595 | 2.3161 | 0.52716 | 1.789
| 82 | 3 | 1 | 8760 | 480 | 95 | 0.0155 | 0.15 | 0.5595 | 2.3161 | 0.52716 | 1.789
| 83 | 4 | 1 | 8760 | 670 | 125 | 0.0155 | 0.15 | 0.5595 | 3.2329 | 0.69363 | 2.5393
| 84 | 4 | 1 | 8760 | 670 | 125 | 0.0155 | 0.15 | 0.5595 | 3.2329 | 0.69363 | 2.5393
| 85 | 4 | 1 | 8760 | 670 | 125 | 0.0155 | 0.15 | 0.5595 | 3.2329 | 0.69363 | 2.5393
| 86 | 4 | 1 | 8760 | 670 | 125 | 0.0155 | 0.15 | 0.5595 | 3.2329 | 0.69363 | 2.5393
| 87 | 4 | 1 | 8760 | 670 | 125 | 0.0155 | 0.15 | 0.5595 | 3.2329 | 0.69363 | 2.5393
| 88 | 5 | 1 | 8760 | 750 | 145 | 0.0155 | 0.15 | 0.5595 | 3.6189 | 0.80461 | 2.8143
| 89 | 3 | 1 | 8760 | 480 | 95 | 0.0155 | 0.15 | 0.5595 | 2.3161 | 0.52716 | 1.789
| 90 | 1 | 1 | 8760 | 210 | 56 | 0.0155 | 0.15 | 0.5595 | 1.0133 | 0.31075 | 0.70256
| 91 | 1 | 1 | 8760 | 210 | 56 | 0.0155 | 0.15 | 0.5595 | 1.0133 | 0.31075 | 0.70256
| 92 | 1 | 1 | 8760 | 210 | 56 | 0.0155 | 0.15 | 0.5595 | 1.0133 | 0.31075 | 0.70256
| 93 | 1 | 1 | 8760 | 210 | 56 | 0.0155 | 0.15 | 0.5595 | 1.0133 | 0.31075 | 0.70256
| 94 | 1 | 1 | 8760 | 210 | 56 | 0.0155 | 0.15 | 0.5595 | 1.0133 | 0.31075 | 0.70256
| 95 | 1 | 1 | 8760 | 210 | 56 | 0.0155 | 0.15 | 0.5595 | 1.0133 | 0.31075 | 0.70256
| 96 | 1 | 1 | 8760 | 210 | 56 | 0.0155 | 0.15 | 0.5595 | 1.0133 | 0.31075 | 0.70256
| 97 | 2 | 1 | 8760 | 340 | 75 | 0.0155 | 0.15 | 0.5595 | 1.6406 | 0.41618 | 1.2244
| 98 | 2 | 1 | 8760 | 340 | 75 | 0.0155 | 0.15 | 0.5595 | 1.6406 | 0.41618 | 1.2244
| 99 | 2 | 1 | 8760 | 340 | 75 | 0.0155 | 0.15 | 0.5595 | 1.6406 | 0.41618 | 1.2244
| 100 | 2 | 1 | 8760 | 340 | 75 | 0.0155 | 0.15 | 0.5595 | 1.6406 | 0.41618 | 1.2244
| 101 | 2 | 1 | 8760 | 340 | 75 | 0.0155 | 0.15 | 0.5595 | 1.6406 | 0.41618 | 1.2244
| 102 | 2 | 1 | 8760 | 340 | 75 | 0.0155 | 0.15 | 0.5595 | 1.6406 | 0.41618 | 1.2244
| 103 | 2 | 1 | 8760 | 340 | 75 | 0.0155 | 0.15 | 0.5595 | 1.6406 | 0.41618 | 1.2244
| 104 | 2 | 1 | 8760 | 340 | 75 | 0.0155 | 0.15 | 0.5595 | 1.6406 | 0.41618 | 1.2244
| 105 | 2 | 1 | 8760 | 340 | 75 | 0.0155 | 0.15 | 0.5595 | 1.6406 | 0.41618 | 1.2244
| 106 | 2 | 1 | 8760 | 340 | 75 | 0.0155 | 0.15 | 0.5595 | 1.6406 | 0.41618 | 1.2244
| 107 | 3 | 1 | 8760 | 480 | 95 | 0.0155 | 0.15 | 0.5595 | 2.3161 | 0.52716 | 1.789
| 108 | 3 | 1 | 8760 | 480 | 95 | 0.0155 | 0.15 | 0.5595 | 2.3161 | 0.52716 | 1.789
| 109 | 3 | 1 | 8760 | 480 | 95 | 0.0155 | 0.15 | 0.5595 | 2.3161 | 0.52716 | 1.789
| 110 | 3 | 1 | 8760 | 480 | 95 | 0.0155 | 0.15 | 0.5595 | 2.3161 | 0.52716 | 1.789
| 111 | 3 | 1 | 8760 | 480 | 95 | 0.0155 | 0.15 | 0.5595 | 2.3161 | 0.52716 | 1.789
| 112 | 3 | 1 | 8760 | 480 | 95 | 0.0155 | 0.15 | 0.5595 | 2.3161 | 0.52716 | 1.789
| 113 | 3 | 1 | 8760 | 480 | 95 | 0.0155 | 0.15 | 0.5595 | 2.3161 | 0.52716 | 1.789
| 114 | 3 | 1 | 8760 | 480 | 95 | 0.0155 | 0.15 | 0.5595 | 2.3161 | 0.52716 | 1.789
| 115 | 3 | 1 | 8760 | 480 | 95 | 0.0155 | 0.15 | 0.5595 | 2.3161 | 0.52716 | 1.789
| 116 | 3 | 1 | 8760 | 480 | 95 | 0.0155 | 0.15 | 0.5595 | 2.3161 | 0.52716 | 1.789
| 117 | 3 | 1 | 8760 | 480 | 95 | 0.0155 | 0.15 | 0.5595 | 2.3161 | 0.52716 | 1.789
| 118 | 3 | 1 | 8760 | 480 | 95 | 0.0155 | 0.15 | 0.5595 | 2.3161 | 0.52716 | 1.789
| 119 | 3 | 1 | 8760 | 480 | 95 | 0.0155 | 0.15 | 0.5595 | 2.3161 | 0.52716 | 1.789
| 120 | 4 | 1 | 8760 | 670 | 125 | 0.0155 | 0.15 | 0.5595 | 3.2329 | 0.69363 | 2.5393
| 121 | 4 | 1 | 8760 | 670 | 125 | 0.0155 | 0.15 | 0.5595 | 3.2329 | 0.69363 | 2.5393
| 122 | 4 | 1 | 8760 | 670 | 125 | 0.0155 | 0.15 | 0.5595 | 3.2329 | 0.69363 | 2.5393
| 123 | 4 | 1 | 8760 | 670 | 125 | 0.0155 | 0.15 | 0.5595 | 3.2329 | 0.69363 | 2.5393
| 124 | 4 | 1 | 8760 | 670 | 125 | 0.0155 | 0.15 | 0.5595 | 3.2329 | 0.69363 | 2.5393
| 125 | 4 | 1 | 8760 | 670 | 125 | 0.0155 | 0.15 | 0.5595 | 3.2329 | 0.69363 | 2.5393
| 126 | 1 | 1 | 8760 | 210 | 56 | 0.0155 | 0.15 | 0.5595 | 1.0133 | 0.31075 | 0.70256
| 127 | 1 | 1 | 8760 | 210 | 56 | 0.0155 | 0.15 | 0.5595 | 1.0133 | 0.31075 | 0.70256
| 128 | 1 | 1 | 8760 | 210 | 56 | 0.0155 | 0.15 | 0.5595 | 1.0133 | 0.31075 | 0.70256
| 129 | 1 | 1 | 8760 | 210 | 56 | 0.0155 | 0.15 | 0.5595 | 1.0133 | 0.31075 | 0.70256
| 130 | 1 | 1 | 8760 | 210 | 56 | 0.0155 | 0.15 | 0.5595 | 1.0133 | 0.31075 | 0.70256
| 131 | 1 | 1 | 8760 | 210 | 56 | 0.0155 | 0.15 | 0.5595 | 1.0133 | 0.31075 | 0.70256
| 132 | 2 | 1 | 8760 | 340 | 75 | 0.0155 | 0.15 | 0.5595 | 1.6406 | 0.41618 | 1.2244
| 133 | 2 | 1 | 8760 | 340 | 75 | 0.0155 | 0.15 | 0.5595 | 1.6406 | 0.41618 | 1.2244
| 134 | 2 | 1 | 8760 | 340 | 75 | 0.0155 | 0.15 | 0.5595 | 1.6406 | 0.41618 | 1.2244
| 135 | 2 | 1 | 8760 | 340 | 75 | 0.0155 | 0.15 | 0.5595 | 1.6406 | 0.41618 | 1.2244
| 136 | 2 | 1 | 8760 | 340 | 75 | 0.0155 | 0.15 | 0.5595 | 1.6406 | 0.41618 | 1.2244
| 137 | 2 | 1 | 8760 | 340 | 75 | 0.0155 | 0.15 | 0.5595 | 1.6406 | 0.41618 | 1.2244
| 138 | 3 | 1 | 8760 | 480 | 95 | 0.0155 | 0.15 | 0.5595 | 2.3161 | 0.52716 | 1.789
| 139 | 3 | 1 | 8760 | 480 | 95 | 0.0155 | 0.15 | 0.5595 | 2.3161 | 0.52716 | 1.789
| 140 | 3 | 1 | 8760 | 480 | 95 | 0.0155 | 0.15 | 0.5595 | 2.3161 | 0.52716 | 1.789
| 141 | 3 | 1 | 8760 | 480 | 95 | 0.0155 | 0.15 | 0.5595 | 2.3161 | 0.52716 | 1.789
| 142 | 3 | 1 | 8760 | 480 | 95 | 0.0155 | 0.15 | 0.5595 | 2.3161 | 0.52716 | 1.789
| 143 | 3 | 1 | 8760 | 480 | 95 | 0.0155 | 0.15 | 0.5595 | 2.3161 | 0.52716 | 1.789
| 144 | 4 | 1 | 8760 | 670 | 125 | 0.0155 | 0.15 | 0.5595 | 3.2329 | 0.69363 | 2.5393
| 145 | 4 | 1 | 8760 | 670 | 125 | 0.0155 | 0.15 | 0.5595 | 3.2329 | 0.69363 | 2.5393
| 146 | 2 | 1 | 8760 | 340 | 75 | 0.0155 | 0.15 | 0.5595 | 1.6406 | 0.41618 | 1.2244
| 147 | 2 | 1 | 8760 | 340 | 75 | 0.0155 | 0.15 | 0.5595 | 1.6406 | 0.41618 | 1.2244
| 148 | 3 | 1 | 8760 | 480 | 95 | 0.0155 | 0.15 | 0.5595 | 2.3161 | 0.52716 | 1.789
| 149 | 2 | 1 | 8760 | 340 | 75 | 0.0155 | 0.15 | 0.5595 | 1.6406 | 0.41618 | 1.2244
| 150 | 2 | 1 | 8760 | 340 | 75 | 0.0155 | 0.15 | 0.5595 | 1.6406 | 0.41618 | 1.2244
| 151 | 2 | 1 | 8760 | 340 | 75 | 0.0155 | 0.15 | 0.5595 | 1.6406 | 0.41618 | 1.2244
| 152 | 3 | 1 | 8760 | 480 | 95 | 0.0155 | 0.15 | 0.5595 | 2.3161 | 0.52716 | 1.789
| 153 | 3 | 1 | 8760 | 480 | 95 | 0.0155 | 0.15 | 0.5595 | 2.3161 | 0.52716 | 1.789
| 154 | 3 | 1 | 8760 | 480 | 95 | 0.0155 | 0.15 | 0.5595 | 2.3161 | 0.52716 | 1.789
| 155 | 1 | 1 | 8760 | 210 | 56 | 0.0155 | 0.15 | 0.5595 | 1.0133 | 0.31075 | 0.70256
| 156 | 4 | 1 | 8760 | 670 | 125 | 0.0155 | 0.15 | 0.5595 | 3.2329 | 0.69363 | 2.5393
| 157 | 1 | 1 | 8760 | 210 | 56 | 0.0155 | 0.15 | 0.5595 | 1.0133 | 0.31075 | 0.70256
| 158 | 1 | 1 | 8760 | 210 | 56 | 0.0155 | 0.15 | 0.5595 | 1.0133 | 0.31075 | 0.70256
| 159 | 1 | 1 | 8760 | 210 | 56 | 0.0155 | 0.15 | 0.5595 | 1.0133 | 0.31075 | 0.70256
| 160 | 3 | 1 | 8760 | 480 | 95 | 0.0155 | 0.15 | 0.5595 | 2.3161 | 0.52716 | 1.789
| 161 | 1 | 1 | 8760 | 210 | 56 | 0.0155 | 0.15 | 0.5595 | 1.0133 | 0.31075 | 0.70256
| 162 | 1 | 1 | 8760 | 210 | 56 | 0.0155 | 0.15 | 0.5595 | 1.0133 | 0.31075 | 0.70256
| 163 | 1 | 1 | 8760 | 210 | 56 | 0.0155 | 0.15 | 0.5595 | 1.0133 | 0.31075 | 0.70256
| 164 | 1 | 1 | 8760 | 210 | 56 | 0.0155 | 0.15 | 0.5595 | 1.0133 | 0.31075 | 0.70256
| 165 | 1 | 1 | 8760 | 210 | 56 | 0.0155 | 0.15 | 0.5595 | 1.0133 | 0.31075 | 0.70256
| 166 | 1 | 1 | 8760 | 210 | 56 | 0.0155 | 0.15 | 0.5595 | 1.0133 | 0.31075 | 0.70256
| 167 | 1 | 1 | 8760 | 210 | 56 | 0.0155 | 0.15 | 0.5595 | 1.0133 | 0.31075 | 0.70256
| 168 | 1 | 1 | 8760 | 210 | 56 | 0.0155 | 0.15 | 0.5595 | 1.0133 | 0.31075 | 0.70256
| 169 | 1 | 1 | 8760 | 210 | 56 | 0.0155 | 0.15 | 0.5595 | 1.0133 | 0.31075 | 0.70256
| 170 | 1 | 1 | 8760 | 210 | 56 | 0.0155 | 0.15 | 0.5595 | 1.0133 | 0.31075 | 0.70256
| 171 | 2 | 1 | 8760 | 340 | 75 | 0.0155 | 0.15 | 0.5595 | 1.6406 | 0.41618 | 1.2244
| 172 | 2 | 1 | 8760 | 340 | 75 | 0.0155 | 0.15 | 0.5595 | 1.6406 | 0.41618 | 1.2244
| 173 | 2 | 1 | 8760 | 340 | 75 | 0.0155 | 0.15 | 0.5595 | 1.6406 | 0.41618 | 1.2244
| 174 | 2 | 1 | 8760 | 340 | 75 | 0.0155 | 0.15 | 0.5595 | 1.6406 | 0.41618 | 1.2244
| 175 | 2 | 1 | 8760 | 340 | 75 | 0.0155 | 0.15 | 0.5595 | 1.6406 | 0.41618 | 1.2244
| 176 | 2 | 1 | 8760 | 340 | 75 | 0.0155 | 0.15 | 0.5595 | 1.6406 | 0.41618 | 1.2244
| 177 | 2 | 1 | 8760 | 340 | 75 | 0.0155 | 0.15 | 0.5595 | 1.6406 | 0.41618 | 1.2244
| 178 | 2 | 1 | 8760 | 340 | 75 | 0.0155 | 0.15 | 0.5595 | 1.6406 | 0.41618 | 1.2244
| 179 | 2 | 1 | 8760 | 340 | 75 | 0.0155 | 0.15 | 0.5595 | 1.6406 | 0.41618 | 1.2244
| 180 | 2 | 1 | 8760 | 340 | 75 | 0.0155 | 0.15 | 0.5595 | 1.6406 | 0.41618 | 1.2244
| 181 | 2 | 1 | 8760 | 340 | 75 | 0.0155 | 0.15 | 0.5595 | 1.6406 | 0.41618 | 1.2244
| 182 | 2 | 1 | 8760 | 340 | 75 | 0.0155 | 0.15 | 0.5595 | 1.6406 | 0.41618 | 1.2244
| 183 | 2 | 1 | 8760 | 340 | 75 | 0.0155 | 0.15 | 0.5595 | 1.6406 | 0.41618 | 1.2244
| 184 | 2 | 1 | 8760 | 340 | 75 | 0.0155 | 0.15 | 0.5595 | 1.6406 | 0.41618 | 1.2244
| 185 | 3 | 1 | 8760 | 480 | 95 | 0.0155 | 0.15 | 0.5595 | 2.3161 | 0.52716 | 1.789
| 186 | 3 | 1 | 8760 | 480 | 95 | 0.0155 | 0.15 | 0.5595 | 2.3161 | 0.52716 | 1.789
| 187 | 3 | 1 | 8760 | 480 | 95 | 0.0155 | 0.15 | 0.5595 | 2.3161 | 0.52716 | 1.789
| 188 | 3 | 1 | 8760 | 480 | 95 | 0.0155 | 0.15 | 0.5595 | 2.3161 | 0.52716 | 1.789
| 189 | 3 | 1 | 8760 | 480 | 95 | 0.0155 | 0.15 | 0.5595 | 2.3161 | 0.52716 | 1.789
| 190 | 3 | 1 | 8760 | 480 | 95 | 0.0155 | 0.15 | 0.5595 | 2.3161 | 0.52716 | 1.789
| 191 | 3 | 1 | 8760 | 480 | 95 | 0.0155 | 0.15 | 0.5595 | 2.3161 | 0.52716 | 1.789
| 192 | 3 | 1 | 8760 | 480 | 95 | 0.0155 | 0.15 | 0.5595 | 2.3161 | 0.52716 | 1.789
| 193 | 3 | 1 | 8760 | 480 | 95 | 0.0155 | 0.15 | 0.5595 | 2.3161 | 0.52716 | 1.789
| 194 | 3 | 1 | 8760 | 480 | 95 | 0.0155 | 0.15 | 0.5595 | 2.3161 | 0.52716 | 1.789
| 195 | 3 | 1 | 8760 | 480 | 95 | 0.0155 | 0.15 | 0.5595 | 2.3161 | 0.52716 | 1.789
| 196 | 3 | 1 | 8760 | 480 | 95 | 0.0155 | 0.15 | 0.5595 | 2.3161 | 0.52716 | 1.789
| 197 | 4 | 1 | 8760 | 670 | 125 | 0.0155 | 0.15 | 0.5595 | 3.2329 | 0.69363 | 2.5393
| 198 | 1 | 1 | 8760 | 210 | 56 | 0.0155 | 0.15 | 0.5595 | 1.0133 | 0.31075 | 0.70256
| 199 | 1 | 1 | 8760 | 210 | 56 | 0.0155 | 0.15 | 0.5595 | 1.0133 | 0.31075 | 0.70256
| 200 | 1 | 1 | 8760 | 210 | 56 | 0.0155 | 0.15 | 0.5595 | 1.0133 | 0.31075 | 0.70256
| 201 | 1 | 1 | 8760 | 210 | 56 | 0.0155 | 0.15 | 0.5595 | 1.0133 | 0.31075 | 0.70256
| 202 | 1 | 1 | 8760 | 210 | 56 | 0.0155 | 0.15 | 0.5595 | 1.0133 | 0.31075 | 0.70256
| 203 | 1 | 1 | 8760 | 210 | 56 | 0.0155 | 0.15 | 0.5595 | 1.0133 | 0.31075 | 0.70256
| 204 | 1 | 1 | 8760 | 210 | 56 | 0.0155 | 0.15 | 0.5595 | 1.0133 | 0.31075 | 0.70256
| 205 | 1 | 1 | 8760 | 210 | 56 | 0.0155 | 0.15 | 0.5595 | 1.0133 | 0.31075 | 0.70256
| 206 | 2 | 1 | 8760 | 340 | 75 | 0.0155 | 0.15 | 0.5595 | 1.6406 | 0.41618 | 1.2244
| 207 | 2 | 1 | 8760 | 340 | 75 | 0.0155 | 0.15 | 0.5595 | 1.6406 | 0.41618 | 1.2244
| 208 | 2 | 1 | 8760 | 340 | 75 | 0.0155 | 0.15 | 0.5595 | 1.6406 | 0.41618 | 1.2244
| 209 | 2 | 1 | 8760 | 340 | 75 | 0.0155 | 0.15 | 0.5595 | 1.6406 | 0.41618 | 1.2244
| 210 | 2 | 1 | 8760 | 340 | 75 | 0.0155 | 0.15 | 0.5595 | 1.6406 | 0.41618 | 1.2244
| 211 | 2 | 1 | 8760 | 340 | 75 | 0.0155 | 0.15 | 0.5595 | 1.6406 | 0.41618 | 1.2244
| 212 | 2 | 1 | 8760 | 340 | 75 | 0.0155 | 0.15 | 0.5595 | 1.6406 | 0.41618 | 1.2244
| 213 | 2 | 1 | 8760 | 340 | 75 | 0.0155 | 0.15 | 0.5595 | 1.6406 | 0.41618 | 1.2244
| 214 | 2 | 1 | 8760 | 340 | 75 | 0.0155 | 0.15 | 0.5595 | 1.6406 | 0.41618 | 1.2244
| 215 | 3 | 1 | 8760 | 480 | 95 | 0.0155 | 0.15 | 0.5595 | 2.3161 | 0.52716 | 1.789
| 216 | 3 | 1 | 8760 | 480 | 95 | 0.0155 | 0.15 | 0.5595 | 2.3161 | 0.52716 | 1.789
| 217 | 1 | 1 | 8760 | 210 | 56 | 0.0155 | 0.15 | 0.5595 | 1.0133 | 0.31075 | 0.70256
| 218 | 3 | 1 | 8760 | 480 | 95 | 0.0155 | 0.15 | 0.5595 | 2.3161 | 0.52716 | 1.789
| 219 | 3 | 1 | 8760 | 480 | 95 | 0.0155 | 0.15 | 0.5595 | 2.3161 | 0.52716 | 1.789
| 220 | 3 | 1 | 8760 | 480 | 95 | 0.0155 | 0.15 | 0.5595 | 2.3161 | 0.52716 | 1.789
| 221 | 3 | 1 | 8760 | 480 | 95 | 0.0155 | 0.15 | 0.5595 | 2.3161 | 0.52716 | 1.789
| 222 | 3 | 1 | 8760 | 480 | 95 | 0.0155 | 0.15 | 0.5595 | 2.3161 | 0.52716 | 1.789
| 223 | 3 | 1 | 8760 | 480 | 95 | 0.0155 | 0.15 | 0.5595 | 2.3161 | 0.52716 | 1.789
| 224 | 3 | 1 | 8760 | 480 | 95 | 0.0155 | 0.15 | 0.5595 | 2.3161 | 0.52716 | 1.789
| 225 | 3 | 1 | 8760 | 480 | 95 | 0.0155 | 0.15 | 0.5595 | 2.3161 | 0.52716 | 1.789
| 226 | 3 | 1 | 8760 | 480 | 95 | 0.0155 | 0.15 | 0.5595 | 2.3161 | 0.52716 | 1.789
| 227 | 4 | 1 | 8760 | 670 | 125 | 0.0155 | 0.15 | 0.5595 | 3.2329 | 0.69363 | 2.5393
| 228 | 4 | 1 | 8760 | 670 | 125 | 0.0155 | 0.15 | 0.5595 | 3.2329 | 0.69363 | 2.5393
| 229 | 4 | 1 | 8760 | 670 | 125 | 0.0155 | 0.15 | 0.5595 | 3.2329 | 0.69363 | 2.5393
| 230 | 4 | 1 | 8760 | 670 | 125 | 0.0155 | 0.15 | 0.5595 | 3.2329 | 0.69363 | 2.5393
| 231 | 4 | 1 | 8760 | 670 | 125 | 0.0155 | 0.15 | 0.5595 | 3.2329 | 0.69363 | 2.5393
| 232 | 4 | 1 | 8760 | 670 | 125 | 0.0155 | 0.15 | 0.5595 | 3.2329 | 0.69363 | 2.5393
| 233 | 4 | 1 | 8760 | 670 | 125 | 0.0155 | 0.15 | 0.5595 | 3.2329 | 0.69363 | 2.5393
| 234 | 4 | 1 | 8760 | 670 | 125 | 0.0155 | 0.15 | 0.5595 | 3.2329 | 0.69363 | 2.5393
| 235 | 4 | 1 | 8760 | 670 | 125 | 0.0155 | 0.15 | 0.5595 | 3.2329 | 0.69363 | 2.5393
| 236 | 4 | 1 | 8760 | 670 | 125 | 0.0155 | 0.15 | 0.5595 | 3.2329 | 0.69363 | 2.5393
| 237 | 4 | 1 | 8760 | 670 | 125 | 0.0155 | 0.15 | 0.5595 | 3.2329 | 0.69363 | 2.5393
| 238 | 4 | 1 | 8760 | 670 | 125 | 0.0155 | 0.15 | 0.5595 | 3.2329 | 0.69363 | 2.5393
| 239 | 4 | 1 | 8760 | 670 | 125 | 0.0155 | 0.15 | 0.5595 | 3.2329 | 0.69363 | 2.5393
| 240 | 4 | 1 | 8760 | 670 | 125 | 0.0155 | 0.15 | 0.5595 | 3.2329 | 0.69363 | 2.5393
| 241 | 5 | 1 | 8760 | 750 | 145 | 0.0155 | 0.15 | 0.5595 | 3.6189 | 0.80461 | 2.8143
| 242 | 5 | 1 | 8760 | 750 | 145 | 0.0155 | 0.15 | 0.5595 | 3.6189 | 0.80461 | 2.8143
| 243 | 7 | 1 | 8760 | 1000 | 220 | 0.0155 | 0.15 | 0.5595 | 4.8253 | 1.2208 | 3.6045
| 244 | 7 | 1 | 8760 | 1000 | 220 | 0.0155 | 0.15 | 0.5595 | 4.8253 | 1.2208 | 3.6045
| 245 | 7 | 1 | 8760 | 1000 | 220 | 0.0155 | 0.15 | 0.5595 | 4.8253 | 1.2208 | 3.6045
| 246 | 7 | 1 | 8760 | 1000 | 220 | 0.0155 | 0.15 | 0.5595 | 4.8253 | 1.2208 | 3.6045
| 247 | 8 | 1 | 8760 | 1200 | 270 | 0.0155 | 0.15 | 0.5595 | 5.7903 | 1.4982 | 4.2921
| 248 | 8 | 1 | 8760 | 1200 | 270 | 0.0155 | 0.15 | 0.5595 | 5.7903 | 1.4982 | 4.2921
| 249 | 1 | 1 | 8760 | 210 | 56 | 0.0155 | 0.15 | 0.5595 | 1.0133 | 0.31075 | 0.70256
| 250 | 2 | 1 | 8760 | 340 | 75 | 0.0155 | 0.15 | 0.5595 | 1.6406 | 0.41618 | 1.2244
| 251 | 2 | 1 | 8760 | 340 | 75 | 0.0155 | 0.15 | 0.5595 | 1.6406 | 0.41618 | 1.2244
| 252 | 2 | 1 | 8760 | 340 | 75 | 0.0155 | 0.15 | 0.5595 | 1.6406 | 0.41618 | 1.2244
| 253 | 2 | 1 | 8760 | 340 | 75 | 0.0155 | 0.15 | 0.5595 | 1.6406 | 0.41618 | 1.2244
| 254 | 2 | 1 | 8760 | 340 | 75 | 0.0155 | 0.15 | 0.5595 | 1.6406 | 0.41618 | 1.2244
| 255 | 2 | 1 | 8760 | 340 | 75 | 0.0155 | 0.15 | 0.5595 | 1.6406 | 0.41618 | 1.2244
| 256 | 2 | 1 | 8760 | 340 | 75 | 0.0155 | 0.15 | 0.5595 | 1.6406 | 0.41618 | 1.2244
| 257 | 2 | 1 | 8760 | 340 | 75 | 0.0155 | 0.15 | 0.5595 | 1.6406 | 0.41618 | 1.2244
| 258 | 2 | 1 | 8760 | 340 | 75 | 0.0155 | 0.15 | 0.5595 | 1.6406 | 0.41618 | 1.2244
| 259 | 2 | 1 | 8760 | 340 | 75 | 0.0155 | 0.15 | 0.5595 | 1.6406 | 0.41618 | 1.2244
| 260 | 3 | 1 | 8760 | 480 | 95 | 0.0155 | 0.15 | 0.5595 | 2.3161 | 0.52716 | 1.789
| 261 | 3 | 1 | 8760 | 480 | 95 | 0.0155 | 0.15 | 0.5595 | 2.3161 | 0.52716 | 1.789
| 262 | 3 | 1 | 8760 | 480 | 95 | 0.0155 | 0.15 | 0.5595 | 2.3161 | 0.52716 | 1.789
| 263 | 3 | 1 | 8760 | 480 | 95 | 0.0155 | 0.15 | 0.5595 | 2.3161 | 0.52716 | 1.789
| 264 | 3 | 1 | 8760 | 480 | 95 | 0.0155 | 0.15 | 0.5595 | 2.3161 | 0.52716 | 1.789
| 265 | 3 | 1 | 8760 | 480 | 95 | 0.0155 | 0.15 | 0.5595 | 2.3161 | 0.52716 | 1.789
| 266 | 3 | 1 | 8760 | 480 | 95 | 0.0155 | 0.15 | 0.5595 | 2.3161 | 0.52716 | 1.789
| 267 | 3 | 1 | 8760 | 480 | 95 | 0.0155 | 0.15 | 0.5595 | 2.3161 | 0.52716 | 1.789
| 268 | 3 | 1 | 8760 | 480 | 95 | 0.0155 | 0.15 | 0.5595 | 2.3161 | 0.52716 | 1.789
| 269 | 3 | 1 | 8760 | 480 | 95 | 0.0155 | 0.15 | 0.5595 | 2.3161 | 0.52716 | 1.789
| 270 | 3 | 1 | 8760 | 480 | 95 | 0.0155 | 0.15 | 0.5595 | 2.3161 | 0.52716 | 1.789
| 271 | 3 | 1 | 8760 | 480 | 95 | 0.0155 | 0.15 | 0.5595 | 2.3161 | 0.52716 | 1.789
| 272 | 3 | 1 | 8760 | 480 | 95 | 0.0155 | 0.15 | 0.5595 | 2.3161 | 0.52716 | 1.789
| 273 | 3 | 1 | 8760 | 480 | 95 | 0.0155 | 0.15 | 0.5595 | 2.3161 | 0.52716 | 1.789
| 274 | 3 | 1 | 8760 | 480 | 95 | 0.0155 | 0.15 | 0.5595 | 2.3161 | 0.52716 | 1.789
| 275 | 3 | 1 | 8760 | 480 | 95 | 0.0155 | 0.15 | 0.5595 | 2.3161 | 0.52716 | 1.789
| 276 | 4 | 1 | 8760 | 670 | 125 | 0.0155 | 0.15 | 0.5595 | 3.2329 | 0.69363 | 2.5393
| 277 | 4 | 1 | 8760 | 670 | 125 | 0.0155 | 0.15 | 0.5595 | 3.2329 | 0.69363 | 2.5393
| 278 | 4 | 1 | 8760 | 670 | 125 | 0.0155 | 0.15 | 0.5595 | 3.2329 | 0.69363 | 2.5393
| 279 | 4 | 1 | 8760 | 670 | 125 | 0.0155 | 0.15 | 0.5595 | 3.2329 | 0.69363 | 2.5393
| 280 | 4 | 1 | 8760 | 670 | 125 | 0.0155 | 0.15 | 0.5595 | 3.2329 | 0.69363 | 2.5393
| 281 | 4 | 1 | 8760 | 670 | 125 | 0.0155 | 0.15 | 0.5595 | 3.2329 | 0.69363 | 2.5393
| 282 | 5 | 1 | 8760 | 750 | 145 | 0.0155 | 0.15 | 0.5595 | 3.6189 | 0.80461 | 2.8143
| 283 | 5 | 1 | 8760 | 750 | 145 | 0.0155 | 0.15 | 0.5595 | 3.6189 | 0.80461 | 2.8143
| 284 | 1 | 1 | 8760 | 210 | 56 | 0.0155 | 0.15 | 0.5595 | 1.0133 | 0.31075 | 0.70256
| 285 | 1 | 1 | 8760 | 210 | 56 | 0.0155 | 0.15 | 0.5595 | 1.0133 | 0.31075 | 0.70256
| 286 | 1 | 1 | 8760 | 210 | 56 | 0.0155 | 0.15 | 0.5595 | 1.0133 | 0.31075 | 0.70256
| 287 | 1 | 1 | 8760 | 210 | 56 | 0.0155 | 0.15 | 0.5595 | 1.0133 | 0.31075 | 0.70256
| 288 | 1 | 1 | 8760 | 210 | 56 | 0.0155 | 0.15 | 0.5595 | 1.0133 | 0.31075 | 0.70256
| 289 | 1 | 1 | 8760 | 210 | 56 | 0.0155 | 0.15 | 0.5595 | 1.0133 | 0.31075 | 0.70256
| 290 | 1 | 1 | 8760 | 210 | 56 | 0.0155 | 0.15 | 0.5595 | 1.0133 | 0.31075 | 0.70256
| 291 | 2 | 1 | 8760 | 340 | 75 | 0.0155 | 0.15 | 0.5595 | 1.6406 | 0.41618 | 1.2244
| 292 | 2 | 1 | 8760 | 340 | 75 | 0.0155 | 0.15 | 0.5595 | 1.6406 | 0.41618 | 1.2244
| 293 | 2 | 1 | 8760 | 340 | 75 | 0.0155 | 0.15 | 0.5595 | 1.6406 | 0.41618 | 1.2244
| 294 | 2 | 1 | 8760 | 340 | 75 | 0.0155 | 0.15 | 0.5595 | 1.6406 | 0.41618 | 1.2244
| 295 | 2 | 1 | 8760 | 340 | 75 | 0.0155 | 0.15 | 0.5595 | 1.6406 | 0.41618 | 1.2244
| 296 | 2 | 1 | 8760 | 340 | 75 | 0.0155 | 0.15 | 0.5595 | 1.6406 | 0.41618 | 1.2244
| 297 | 2 | 1 | 8760 | 340 | 75 | 0.0155 | 0.15 | 0.5595 | 1.6406 | 0.41618 | 1.2244
| 298 | 2 | 1 | 8760 | 340 | 75 | 0.0155 | 0.15 | 0.5595 | 1.6406 | 0.41618 | 1.2244
| 299 | 2 | 1 | 8760 | 340 | 75 | 0.0155 | 0.15 | 0.5595 | 1.6406 | 0.41618 | 1.2244
| 300 | 2 | 1 | 8760 | 340 | 75 | 0.0155 | 0.15 | 0.5595 | 1.6406 | 0.41618 | 1.2244
| 301 | 2 | 1 | 8760 | 340 | 75 | 0.0155 | 0.15 | 0.5595 | 1.6406 | 0.41618 | 1.2244
| 302 | 2 | 1 | 8760 | 340 | 75 | 0.0155 | 0.15 | 0.5595 | 1.6406 | 0.41618 | 1.2244
| 303 | 2 | 1 | 8760 | 340 | 75 | 0.0155 | 0.15 | 0.5595 | 1.6406 | 0.41618 | 1.2244
| 304 | 2 | 1 | 8760 | 340 | 75 | 0.0155 | 0.15 | 0.5595 | 1.6406 | 0.41618 | 1.2244
| 305 | 2 | 1 | 8760 | 340 | 75 | 0.0155 | 0.15 | 0.5595 | 1.6406 | 0.41618 | 1.2244
| 306 | 2 | 1 | 8760 | 340 | 75 | 0.0155 | 0.15 | 0.5595 | 1.6406 | 0.41618 | 1.2244
| 307 | 2 | 1 | 8760 | 340 | 75 | 0.0155 | 0.15 | 0.5595 | 1.6406 | 0.41618 | 1.2244
| 308 | 2 | 1 | 8760 | 340 | 75 | 0.0155 | 0.15 | 0.5595 | 1.6406 | 0.41618 | 1.2244
| 309 | 2 | 1 | 8760 | 340 | 75 | 0.0155 | 0.15 | 0.5595 | 1.6406 | 0.41618 | 1.2244
| 310 | 2 | 1 | 8760 | 340 | 75 | 0.0155 | 0.15 | 0.5595 | 1.6406 | 0.41618 | 1.2244
| 311 | 2 | 1 | 8760 | 340 | 75 | 0.0155 | 0.15 | 0.5595 | 1.6406 | 0.41618 | 1.2244
| 312 | 2 | 1 | 8760 | 340 | 75 | 0.0155 | 0.15 | 0.5595 | 1.6406 | 0.41618 | 1.2244
| 313 | 2 | 1 | 8760 | 340 | 75 | 0.0155 | 0.15 | 0.5595 | 1.6406 | 0.41618 | 1.2244
| 314 | 2 | 1 | 8760 | 340 | 75 | 0.0155 | 0.15 | 0.5595 | 1.6406 | 0.41618 | 1.2244
| 315 | 2 | 1 | 8760 | 340 | 75 | 0.0155 | 0.15 | 0.5595 | 1.6406 | 0.41618 | 1.2244
| 316 | 2 | 1 | 8760 | 340 | 75 | 0.0155 | 0.15 | 0.5595 | 1.6406 | 0.41618 | 1.2244
| 317 | 2 | 1 | 8760 | 340 | 75 | 0.0155 | 0.15 | 0.5595 | 1.6406 | 0.41618 | 1.2244
| 318 | 2 | 1 | 8760 | 340 | 75 | 0.0155 | 0.15 | 0.5595 | 1.6406 | 0.41618 | 1.2244
| 319 | 2 | 1 | 8760 | 340 | 75 | 0.0155 | 0.15 | 0.5595 | 1.6406 | 0.41618 | 1.2244
| 320 | 2 | 1 | 8760 | 340 | 75 | 0.0155 | 0.15 | 0.5595 | 1.6406 | 0.41618 | 1.2244
| 321 | 2 | 1 | 8760 | 340 | 75 | 0.0155 | 0.15 | 0.5595 | 1.6406 | 0.41618 | 1.2244
| 322 | 2 | 1 | 8760 | 340 | 75 | 0.0155 | 0.15 | 0.5595 | 1.6406 | 0.41618 | 1.2244
| 323 | 2 | 1 | 8760 | 340 | 75 | 0.0155 | 0.15 | 0.5595 | 1.6406 | 0.41618 | 1.2244
| 324 | 2 | 1 | 8760 | 340 | 75 | 0.0155 | 0.15 | 0.5595 | 1.6406 | 0.41618 | 1.2244
| 325 | 2 | 1 | 8760 | 340 | 75 | 0.0155 | 0.15 | 0.5595 | 1.6406 | 0.41618 | 1.2244
| 326 | 2 | 1 | 8760 | 340 | 75 | 0.0155 | 0.15 | 0.5595 | 1.6406 | 0.41618 | 1.2244
| 327 | 3 | 1 | 8760 | 480 | 95 | 0.0155 | 0.15 | 0.5595 | 2.3161 | 0.52716 | 1.789
| 328 | 3 | 1 | 8760 | 480 | 95 | 0.0155 | 0.15 | 0.5595 | 2.3161 | 0.52716 | 1.789
| 329 | 3 | 1 | 8760 | 480 | 95 | 0.0155 | 0.15 | 0.5595 | 2.3161 | 0.52716 | 1.789
| 330 | 3 | 1 | 8760 | 480 | 95 | 0.0155 | 0.15 | 0.5595 | 2.3161 | 0.52716 | 1.789
| 331 | 3 | 1 | 8760 | 480 | 95 | 0.0155 | 0.15 | 0.5595 | 2.3161 | 0.52716 | 1.789
| 332 | 3 | 1 | 8760 | 480 | 95 | 0.0155 | 0.15 | 0.5595 | 2.3161 | 0.52716 | 1.789
| 333 | 3 | 1 | 8760 | 480 | 95 | 0.0155 | 0.15 | 0.5595 | 2.3161 | 0.52716 | 1.789
| 334 | 3 | 1 | 8760 | 480 | 95 | 0.0155 | 0.15 | 0.5595 | 2.3161 | 0.52716 | 1.789
| 335 | 3 | 1 | 8760 | 480 | 95 | 0.0155 | 0.15 | 0.5595 | 2.3161 | 0.52716 | 1.789
| 336 | 3 | 1 | 8760 | 480 | 95 | 0.0155 | 0.15 | 0.5595 | 2.3161 | 0.52716 | 1.789
| 337 | 3 | 1 | 8760 | 480 | 95 | 0.0155 | 0.15 | 0.5595 | 2.3161 | 0.52716 | 1.789
| 338 | 3 | 1 | 8760 | 480 | 95 | 0.0155 | 0.15 | 0.5595 | 2.3161 | 0.52716 | 1.789
| 339 | 3 | 1 | 8760 | 480 | 95 | 0.0155 | 0.15 | 0.5595 | 2.3161 | 0.52716 | 1.789
| 340 | 3 | 1 | 8760 | 480 | 95 | 0.0155 | 0.15 | 0.5595 | 2.3161 | 0.52716 | 1.789
| 341 | 3 | 1 | 8760 | 480 | 95 | 0.0155 | 0.15 | 0.5595 | 2.3161 | 0.52716 | 1.789
| 342 | 3 | 1 | 8760 | 480 | 95 | 0.0155 | 0.15 | 0.5595 | 2.3161 | 0.52716 | 1.789
| 343 | 3 | 1 | 8760 | 480 | 95 | 0.0155 | 0.15 | 0.5595 | 2.3161 | 0.52716 | 1.789
| 344 | 3 | 1 | 8760 | 480 | 95 | 0.0155 | 0.15 | 0.5595 | 2.3161 | 0.52716 | 1.789
| 345 | 3 | 1 | 8760 | 480 | 95 | 0.0155 | 0.15 | 0.5595 | 2.3161 | 0.52716 | 1.789
| 346 | 3 | 1 | 8760 | 480 | 95 | 0.0155 | 0.15 | 0.5595 | 2.3161 | 0.52716 | 1.789
| 347 | 4 | 1 | 8760 | 670 | 125 | 0.0155 | 0.15 | 0.5595 | 3.2329 | 0.69363 | 2.5393
| 348 | 4 | 1 | 8760 | 670 | 125 | 0.0155 | 0.15 | 0.5595 | 3.2329 | 0.69363 | 2.5393
| 349 | 4 | 1 | 8760 | 670 | 125 | 0.0155 | 0.15 | 0.5595 | 3.2329 | 0.69363 | 2.5393
| 350 | 4 | 1 | 8760 | 670 | 125 | 0.0155 | 0.15 | 0.5595 | 3.2329 | 0.69363 | 2.5393
| 351 | 4 | 1 | 8760 | 670 | 125 | 0.0155 | 0.15 | 0.5595 | 3.2329 | 0.69363 | 2.5393
| 352 | 4 | 1 | 8760 | 670 | 125 | 0.0155 | 0.15 | 0.5595 | 3.2329 | 0.69363 | 2.5393
| 353 | 4 | 1 | 8760 | 670 | 125 | 0.0155 | 0.15 | 0.5595 | 3.2329 | 0.69363 | 2.5393
| 354 | 4 | 1 | 8760 | 670 | 125 | 0.0155 | 0.15 | 0.5595 | 3.2329 | 0.69363 | 2.5393
| 355 | 4 | 1 | 8760 | 670 | 125 | 0.0155 | 0.15 | 0.5595 | 3.2329 | 0.69363 | 2.5393
| 356 | 4 | 1 | 8760 | 670 | 125 | 0.0155 | 0.15 | 0.5595 | 3.2329 | 0.69363 | 2.5393
| 357 | 4 | 1 | 8760 | 670 | 125 | 0.0155 | 0.15 | 0.5595 | 3.2329 | 0.69363 | 2.5393
| 358 | 4 | 1 | 8760 | 670 | 125 | 0.0155 | 0.15 | 0.5595 | 3.2329 | 0.69363 | 2.5393
| 359 | 4 | 1 | 8760 | 670 | 125 | 0.0155 | 0.15 | 0.5595 | 3.2329 | 0.69363 | 2.5393
| 360 | 4 | 1 | 8760 | 670 | 125 | 0.0155 | 0.15 | 0.5595 | 3.2329 | 0.69363 | 2.5393
| 361 | 4 | 1 | 8760 | 670 | 125 | 0.0155 | 0.15 | 0.5595 | 3.2329 | 0.69363 | 2.5393
| 362 | 4 | 1 | 8760 | 670 | 125 | 0.0155 | 0.15 | 0.5595 | 3.2329 | 0.69363 | 2.5393
| 363 | 4 | 1 | 8760 | 670 | 125 | 0.0155 | 0.15 | 0.5595 | 3.2329 | 0.69363 | 2.5393
| 364 | 4 | 1 | 8760 | 670 | 125 | 0.0155 | 0.15 | 0.5595 | 3.2329 | 0.69363 | 2.5393
| 365 | 4 | 1 | 8760 | 670 | 125 | 0.0155 | 0.15 | 0.5595 | 3.2329 | 0.69363 | 2.5393
| 366 | 5 | 1 | 8760 | 750 | 145 | 0.0155 | 0.15 | 0.5595 | 3.6189 | 0.80461 | 2.8143
| 367 | 5 | 1 | 8760 | 750 | 145 | 0.0155 | 0.15 | 0.5595 | 3.6189 | 0.80461 | 2.8143
| 368 | 5 | 1 | 8760 | 750 | 145 | 0.0155 | 0.15 | 0.5595 | 3.6189 | 0.80461 | 2.8143
| 369 | 5 | 1 | 8760 | 750 | 145 | 0.0155 | 0.15 | 0.5595 | 3.6189 | 0.80461 | 2.8143
| 370 | 6 | 1 | 8760 | 900 | 165 | 0.0155 | 0.15 | 0.5595 | 4.3427 | 0.91559 | 3.4271
| 371 | 6 | 1 | 8760 | 900 | 165 | 0.0155 | 0.15 | 0.5595 | 4.3427 | 0.91559 | 3.4271
| 372 | 2 | 1 | 8760 | 340 | 75 | 0.0155 | 0.15 | 0.5595 | 1.6406 | 0.41618 | 1.2244
| 373 | 1 | 1 | 8760 | 210 | 56 | 0.0155 | 0.15 | 0.5595 | 1.0133 | 0.31075 | 0.70256
| 374 | 1 | 1 | 8760 | 210 | 56 | 0.0155 | 0.15 | 0.5595 | 1.0133 | 0.31075 | 0.70256
| 375 | 1 | 1 | 8760 | 210 | 56 | 0.0155 | 0.15 | 0.5595 | 1.0133 | 0.31075 | 0.70256
| 376 | 1 | 1 | 8760 | 210 | 56 | 0.0155 | 0.15 | 0.5595 | 1.0133 | 0.31075 | 0.70256
| 377 | 1 | 1 | 8760 | 210 | 56 | 0.0155 | 0.15 | 0.5595 | 1.0133 | 0.31075 | 0.70256
| 378 | 1 | 1 | 8760 | 210 | 56 | 0.0155 | 0.15 | 0.5595 | 1.0133 | 0.31075 | 0.70256
| 379 | 1 | 1 | 8760 | 210 | 56 | 0.0155 | 0.15 | 0.5595 | 1.0133 | 0.31075 | 0.70256
| 380 | 1 | 1 | 8760 | 210 | 56 | 0.0155 | 0.15 | 0.5595 | 1.0133 | 0.31075 | 0.70256
| 381 | 1 | 1 | 8760 | 210 | 56 | 0.0155 | 0.15 | 0.5595 | 1.0133 | 0.31075 | 0.70256
| 382 | 1 | 1 | 8760 | 210 | 56 | 0.0155 | 0.15 | 0.5595 | 1.0133 | 0.31075 | 0.70256
| 383 | 1 | 1 | 8760 | 210 | 56 | 0.0155 | 0.15 | 0.5595 | 1.0133 | 0.31075 | 0.70256
| 384 | 1 | 1 | 8760 | 210 | 56 | 0.0155 | 0.15 | 0.5595 | 1.0133 | 0.31075 | 0.70256
| 385 | 1 | 1 | 8760 | 210 | 56 | 0.0155 | 0.15 | 0.5595 | 1.0133 | 0.31075 | 0.70256
| 386 | 1 | 1 | 8760 | 210 | 56 | 0.0155 | 0.15 | 0.5595 | 1.0133 | 0.31075 | 0.70256
| 387 | 1 | 1 | 8760 | 210 | 56 | 0.0155 | 0.15 | 0.5595 | 1.0133 | 0.31075 | 0.70256
| 388 | 1 | 1 | 8760 | 210 | 56 | 0.0155 | 0.15 | 0.5595 | 1.0133 | 0.31075 | 0.70256
| 389 | 1 | 1 | 8760 | 210 | 56 | 0.0155 | 0.15 | 0.5595 | 1.0133 | 0.31075 | 0.70256
| 390 | 1 | 1 | 8760 | 210 | 56 | 0.0155 | 0.15 | 0.5595 | 1.0133 | 0.31075 | 0.70256
| 391 | 1 | 1 | 8760 | 210 | 56 | 0.0155 | 0.15 | 0.5595 | 1.0133 | 0.31075 | 0.70256
| 392 | 2 | 1 | 8760 | 340 | 75 | 0.0155 | 0.15 | 0.5595 | 1.6406 | 0.41618 | 1.2244
| 393 | 2 | 1 | 8760 | 340 | 75 | 0.0155 | 0.15 | 0.5595 | 1.6406 | 0.41618 | 1.2244
| 394 | 2 | 1 | 8760 | 340 | 75 | 0.0155 | 0.15 | 0.5595 | 1.6406 | 0.41618 | 1.2244
| 395 | 2 | 1 | 8760 | 340 | 75 | 0.0155 | 0.15 | 0.5595 | 1.6406 | 0.41618 | 1.2244
| 396 | 2 | 1 | 8760 | 340 | 75 | 0.0155 | 0.15 | 0.5595 | 1.6406 | 0.41618 | 1.2244
| 397 | 2 | 1 | 8760 | 340 | 75 | 0.0155 | 0.15 | 0.5595 | 1.6406 | 0.41618 | 1.2244
| 398 | 2 | 1 | 8760 | 340 | 75 | 0.0155 | 0.15 | 0.5595 | 1.6406 | 0.41618 | 1.2244
| 399 | 2 | 1 | 8760 | 340 | 75 | 0.0155 | 0.15 | 0.5595 | 1.6406 | 0.41618 | 1.2244
| 400 | 2 | 1 | 8760 | 340 | 75 | 0.0155 | 0.15 | 0.5595 | 1.6406 | 0.41618 | 1.2244
| 401 | 2 | 1 | 8760 | 340 | 75 | 0.0155 | 0.15 | 0.5595 | 1.6406 | 0.41618 | 1.2244
| 402 | 2 | 1 | 8760 | 340 | 75 | 0.0155 | 0.15 | 0.5595 | 1.6406 | 0.41618 | 1.2244
| 403 | 2 | 1 | 8760 | 340 | 75 | 0.0155 | 0.15 | 0.5595 | 1.6406 | 0.41618 | 1.2244
| 404 | 2 | 1 | 8760 | 340 | 75 | 0.0155 | 0.15 | 0.5595 | 1.6406 | 0.41618 | 1.2244
| 405 | 2 | 1 | 8760 | 340 | 75 | 0.0155 | 0.15 | 0.5595 | 1.6406 | 0.41618 | 1.2244
| 406 | 2 | 1 | 8760 | 340 | 75 | 0.0155 | 0.15 | 0.5595 | 1.6406 | 0.41618 | 1.2244
| 407 | 2 | 1 | 8760 | 340 | 75 | 0.0155 | 0.15 | 0.5595 | 1.6406 | 0.41618 | 1.2244
| 408 | 2 | 1 | 8760 | 340 | 75 | 0.0155 | 0.15 | 0.5595 | 1.6406 | 0.41618 | 1.2244
| 409 | 2 | 1 | 8760 | 340 | 75 | 0.0155 | 0.15 | 0.5595 | 1.6406 | 0.41618 | 1.2244
| 410 | 2 | 1 | 8760 | 340 | 75 | 0.0155 | 0.15 | 0.5595 | 1.6406 | 0.41618 | 1.2244
| 411 | 2 | 1 | 8760 | 340 | 75 | 0.0155 | 0.15 | 0.5595 | 1.6406 | 0.41618 | 1.2244
| 412 | 2 | 1 | 8760 | 340 | 75 | 0.0155 | 0.15 | 0.5595 | 1.6406 | 0.41618 | 1.2244
| 413 | 2 | 1 | 8760 | 340 | 75 | 0.0155 | 0.15 | 0.5595 | 1.6406 | 0.41618 | 1.2244
| 414 | 2 | 1 | 8760 | 340 | 75 | 0.0155 | 0.15 | 0.5595 | 1.6406 | 0.41618 | 1.2244
| 415 | 2 | 1 | 8760 | 340 | 75 | 0.0155 | 0.15 | 0.5595 | 1.6406 | 0.41618 | 1.2244
| 416 | 2 | 1 | 8760 | 340 | 75 | 0.0155 | 0.15 | 0.5595 | 1.6406 | 0.41618 | 1.2244
| 417 | 2 | 1 | 8760 | 340 | 75 | 0.0155 | 0.15 | 0.5595 | 1.6406 | 0.41618 | 1.2244
| 418 | 2 | 1 | 8760 | 340 | 75 | 0.0155 | 0.15 | 0.5595 | 1.6406 | 0.41618 | 1.2244
| 419 | 2 | 1 | 8760 | 340 | 75 | 0.0155 | 0.15 | 0.5595 | 1.6406 | 0.41618 | 1.2244
| 420 | 2 | 1 | 8760 | 340 | 75 | 0.0155 | 0.15 | 0.5595 | 1.6406 | 0.41618 | 1.2244
| 421 | 2 | 1 | 8760 | 340 | 75 | 0.0155 | 0.15 | 0.5595 | 1.6406 | 0.41618 | 1.2244
| 422 | 2 | 1 | 8760 | 340 | 75 | 0.0155 | 0.15 | 0.5595 | 1.6406 | 0.41618 | 1.2244
| 423 | 2 | 1 | 8760 | 340 | 75 | 0.0155 | 0.15 | 0.5595 | 1.6406 | 0.41618 | 1.2244
| 424 | 2 | 1 | 8760 | 340 | 75 | 0.0155 | 0.15 | 0.5595 | 1.6406 | 0.41618 | 1.2244
| 425 | 2 | 1 | 8760 | 340 | 75 | 0.0155 | 0.15 | 0.5595 | 1.6406 | 0.41618 | 1.2244
| 426 | 2 | 1 | 8760 | 340 | 75 | 0.0155 | 0.15 | 0.5595 | 1.6406 | 0.41618 | 1.2244
| 427 | 2 | 1 | 8760 | 340 | 75 | 0.0155 | 0.15 | 0.5595 | 1.6406 | 0.41618 | 1.2244
| 428 | 2 | 1 | 8760 | 340 | 75 | 0.0155 | 0.15 | 0.5595 | 1.6406 | 0.41618 | 1.2244
| 429 | 2 | 1 | 8760 | 340 | 75 | 0.0155 | 0.15 | 0.5595 | 1.6406 | 0.41618 | 1.2244
| 430 | 2 | 1 | 8760 | 340 | 75 | 0.0155 | 0.15 | 0.5595 | 1.6406 | 0.41618 | 1.2244
| 431 | 2 | 1 | 8760 | 340 | 75 | 0.0155 | 0.15 | 0.5595 | 1.6406 | 0.41618 | 1.2244
| 432 | 2 | 1 | 8760 | 340 | 75 | 0.0155 | 0.15 | 0.5595 | 1.6406 | 0.41618 | 1.2244
| 433 | 2 | 1 | 8760 | 340 | 75 | 0.0155 | 0.15 | 0.5595 | 1.6406 | 0.41618 | 1.2244
| 434 | 2 | 1 | 8760 | 340 | 75 | 0.0155 | 0.15 | 0.5595 | 1.6406 | 0.41618 | 1.2244
| 435 | 2 | 1 | 8760 | 340 | 75 | 0.0155 | 0.15 | 0.5595 | 1.6406 | 0.41618 | 1.2244
| 436 | 2 | 1 | 8760 | 340 | 75 | 0.0155 | 0.15 | 0.5595 | 1.6406 | 0.41618 | 1.2244
| 437 | 2 | 1 | 8760 | 340 | 75 | 0.0155 | 0.15 | 0.5595 | 1.6406 | 0.41618 | 1.2244
| 438 | 2 | 1 | 8760 | 340 | 75 | 0.0155 | 0.15 | 0.5595 | 1.6406 | 0.41618 | 1.2244
| 439 | 2 | 1 | 8760 | 340 | 75 | 0.0155 | 0.15 | 0.5595 | 1.6406 | 0.41618 | 1.2244
| 440 | 2 | 1 | 8760 | 340 | 75 | 0.0155 | 0.15 | 0.5595 | 1.6406 | 0.41618 | 1.2244
| 441 | 3 | 1 | 8760 | 480 | 95 | 0.0155 | 0.15 | 0.5595 | 2.3161 | 0.52716 | 1.789
| 442 | 3 | 1 | 8760 | 480 | 95 | 0.0155 | 0.15 | 0.5595 | 2.3161 | 0.52716 | 1.789
| 443 | 3 | 1 | 8760 | 480 | 95 | 0.0155 | 0.15 | 0.5595 | 2.3161 | 0.52716 | 1.789
| 444 | 3 | 1 | 8760 | 480 | 95 | 0.0155 | 0.15 | 0.5595 | 2.3161 | 0.52716 | 1.789
| 445 | 3 | 1 | 8760 | 480 | 95 | 0.0155 | 0.15 | 0.5595 | 2.3161 | 0.52716 | 1.789
| 446 | 3 | 1 | 8760 | 480 | 95 | 0.0155 | 0.15 | 0.5595 | 2.3161 | 0.52716 | 1.789
| 447 | 3 | 1 | 8760 | 480 | 95 | 0.0155 | 0.15 | 0.5595 | 2.3161 | 0.52716 | 1.789
| 448 | 3 | 1 | 8760 | 480 | 95 | 0.0155 | 0.15 | 0.5595 | 2.3161 | 0.52716 | 1.789
| 449 | 3 | 1 | 8760 | 480 | 95 | 0.0155 | 0.15 | 0.5595 | 2.3161 | 0.52716 | 1.789
| 450 | 3 | 1 | 8760 | 480 | 95 | 0.0155 | 0.15 | 0.5595 | 2.3161 | 0.52716 | 1.789
| 451 | 3 | 1 | 8760 | 480 | 95 | 0.0155 | 0.15 | 0.5595 | 2.3161 | 0.52716 | 1.789
| 452 | 3 | 1 | 8760 | 480 | 95 | 0.0155 | 0.15 | 0.5595 | 2.3161 | 0.52716 | 1.789
| 453 | 3 | 1 | 8760 | 480 | 95 | 0.0155 | 0.15 | 0.5595 | 2.3161 | 0.52716 | 1.789
| 454 | 3 | 1 | 8760 | 480 | 95 | 0.0155 | 0.15 | 0.5595 | 2.3161 | 0.52716 | 1.789
| 455 | 3 | 1 | 8760 | 480 | 95 | 0.0155 | 0.15 | 0.5595 | 2.3161 | 0.52716 | 1.789
| 456 | 3 | 1 | 8760 | 480 | 95 | 0.0155 | 0.15 | 0.5595 | 2.3161 | 0.52716 | 1.789
| 457 | 3 | 1 | 8760 | 480 | 95 | 0.0155 | 0.15 | 0.5595 | 2.3161 | 0.52716 | 1.789
| 458 | 3 | 1 | 8760 | 480 | 95 | 0.0155 | 0.15 | 0.5595 | 2.3161 | 0.52716 | 1.789
| 459 | 3 | 1 | 8760 | 480 | 95 | 0.0155 | 0.15 | 0.5595 | 2.3161 | 0.52716 | 1.789
| 460 | 3 | 1 | 8760 | 480 | 95 | 0.0155 | 0.15 | 0.5595 | 2.3161 | 0.52716 | 1.789
| 461 | 3 | 1 | 8760 | 480 | 95 | 0.0155 | 0.15 | 0.5595 | 2.3161 | 0.52716 | 1.789
| 462 | 3 | 1 | 8760 | 480 | 95 | 0.0155 | 0.15 | 0.5595 | 2.3161 | 0.52716 | 1.789
| 463 | 3 | 1 | 8760 | 480 | 95 | 0.0155 | 0.15 | 0.5595 | 2.3161 | 0.52716 | 1.789
| 464 | 3 | 1 | 8760 | 480 | 95 | 0.0155 | 0.15 | 0.5595 | 2.3161 | 0.52716 | 1.789
| 465 | 3 | 1 | 8760 | 480 | 95 | 0.0155 | 0.15 | 0.5595 | 2.3161 | 0.52716 | 1.789
| 466 | 3 | 1 | 8760 | 480 | 95 | 0.0155 | 0.15 | 0.5595 | 2.3161 | 0.52716 | 1.789
| 467 | 3 | 1 | 8760 | 480 | 95 | 0.0155 | 0.15 | 0.5595 | 2.3161 | 0.52716 | 1.789
| 468 | 3 | 1 | 8760 | 480 | 95 | 0.0155 | 0.15 | 0.5595 | 2.3161 | 0.52716 | 1.789
| 469 | 3 | 1 | 8760 | 480 | 95 | 0.0155 | 0.15 | 0.5595 | 2.3161 | 0.52716 | 1.789
| 470 | 3 | 1 | 8760 | 480 | 95 | 0.0155 | 0.15 | 0.5595 | 2.3161 | 0.52716 | 1.789
| 471 | 3 | 1 | 8760 | 480 | 95 | 0.0155 | 0.15 | 0.5595 | 2.3161 | 0.52716 | 1.789
| 472 | 3 | 1 | 8760 | 480 | 95 | 0.0155 | 0.15 | 0.5595 | 2.3161 | 0.52716 | 1.789
| 473 | 3 | 1 | 8760 | 480 | 95 | 0.0155 | 0.15 | 0.5595 | 2.3161 | 0.52716 | 1.789
| 474 | 3 | 1 | 8760 | 480 | 95 | 0.0155 | 0.15 | 0.5595 | 2.3161 | 0.52716 | 1.789
| 475 | 3 | 1 | 8760 | 480 | 95 | 0.0155 | 0.15 | 0.5595 | 2.3161 | 0.52716 | 1.789
| 476 | 3 | 1 | 8760 | 480 | 95 | 0.0155 | 0.15 | 0.5595 | 2.3161 | 0.52716 | 1.789
| 477 | 3 | 1 | 8760 | 480 | 95 | 0.0155 | 0.15 | 0.5595 | 2.3161 | 0.52716 | 1.789
| 478 | 3 | 1 | 8760 | 480 | 95 | 0.0155 | 0.15 | 0.5595 | 2.3161 | 0.52716 | 1.789
| 479 | 3 | 1 | 8760 | 480 | 95 | 0.0155 | 0.15 | 0.5595 | 2.3161 | 0.52716 | 1.789
| 480 | 3 | 1 | 8760 | 480 | 95 | 0.0155 | 0.15 | 0.5595 | 2.3161 | 0.52716 | 1.789
| 481 | 3 | 1 | 8760 | 480 | 95 | 0.0155 | 0.15 | 0.5595 | 2.3161 | 0.52716 | 1.789
| 482 | 3 | 1 | 8760 | 480 | 95 | 0.0155 | 0.15 | 0.5595 | 2.3161 | 0.52716 | 1.789
| 483 | 3 | 1 | 8760 | 480 | 95 | 0.0155 | 0.15 | 0.5595 | 2.3161 | 0.52716 | 1.789
| 484 | 3 | 1 | 8760 | 480 | 95 | 0.0155 | 0.15 | 0.5595 | 2.3161 | 0.52716 | 1.789
| 485 | 3 | 1 | 8760 | 480 | 95 | 0.0155 | 0.15 | 0.5595 | 2.3161 | 0.52716 | 1.789
| 486 | 3 | 1 | 8760 | 480 | 95 | 0.0155 | 0.15 | 0.5595 | 2.3161 | 0.52716 | 1.789
| 487 | 3 | 1 | 8760 | 480 | 95 | 0.0155 | 0.15 | 0.5595 | 2.3161 | 0.52716 | 1.789
| 488 | 3 | 1 | 8760 | 480 | 95 | 0.0155 | 0.15 | 0.5595 | 2.3161 | 0.52716 | 1.789
| 489 | 3 | 1 | 8760 | 480 | 95 | 0.0155 | 0.15 | 0.5595 | 2.3161 | 0.52716 | 1.789
| 490 | 3 | 1 | 8760 | 480 | 95 | 0.0155 | 0.15 | 0.5595 | 2.3161 | 0.52716 | 1.789
| 491 | 3 | 1 | 8760 | 480 | 95 | 0.0155 | 0.15 | 0.5595 | 2.3161 | 0.52716 | 1.789
| 492 | 3 | 1 | 8760 | 480 | 95 | 0.0155 | 0.15 | 0.5595 | 2.3161 | 0.52716 | 1.789
| 493 | 3 | 1 | 8760 | 480 | 95 | 0.0155 | 0.15 | 0.5595 | 2.3161 | 0.52716 | 1.789
| 494 | 3 | 1 | 8760 | 480 | 95 | 0.0155 | 0.15 | 0.5595 | 2.3161 | 0.52716 | 1.789
| 495 | 3 | 1 | 8760 | 480 | 95 | 0.0155 | 0.15 | 0.5595 | 2.3161 | 0.52716 | 1.789
| 496 | 3 | 1 | 8760 | 480 | 95 | 0.0155 | 0.15 | 0.5595 | 2.3161 | 0.52716 | 1.789
| 497 | 4 | 1 | 8760 | 670 | 125 | 0.0155 | 0.15 | 0.5595 | 3.2329 | 0.69363 | 2.5393
| 498 | 4 | 1 | 8760 | 670 | 125 | 0.0155 | 0.15 | 0.5595 | 3.2329 | 0.69363 | 2.5393
| 499 | 4 | 1 | 8760 | 670 | 125 | 0.0155 | 0.15 | 0.5595 | 3.2329 | 0.69363 | 2.5393
| 500 | 4 | 1 | 8760 | 670 | 125 | 0.0155 | 0.15 | 0.5595 | 3.2329 | 0.69363 | 2.5393
| 501 | 4 | 1 | 8760 | 670 | 125 | 0.0155 | 0.15 | 0.5595 | 3.2329 | 0.69363 | 2.5393
| 502 | 4 | 1 | 8760 | 670 | 125 | 0.0155 | 0.15 | 0.5595 | 3.2329 | 0.69363 | 2.5393
| 503 | 4 | 1 | 8760 | 670 | 125 | 0.0155 | 0.15 | 0.5595 | 3.2329 | 0.69363 | 2.5393
| 504 | 4 | 1 | 8760 | 670 | 125 | 0.0155 | 0.15 | 0.5595 | 3.2329 | 0.69363 | 2.5393
| 505 | 4 | 1 | 8760 | 670 | 125 | 0.0155 | 0.15 | 0.5595 | 3.2329 | 0.69363 | 2.5393
| 506 | 4 | 1 | 8760 | 670 | 125 | 0.0155 | 0.15 | 0.5595 | 3.2329 | 0.69363 | 2.5393
| 507 | 4 | 1 | 8760 | 670 | 125 | 0.0155 | 0.15 | 0.5595 | 3.2329 | 0.69363 | 2.5393
| 508 | 4 | 1 | 8760 | 670 | 125 | 0.0155 | 0.15 | 0.5595 | 3.2329 | 0.69363 | 2.5393
| 509 | 4 | 1 | 8760 | 670 | 125 | 0.0155 | 0.15 | 0.5595 | 3.2329 | 0.69363 | 2.5393
| 510 | 4 | 1 | 8760 | 670 | 125 | 0.0155 | 0.15 | 0.5595 | 3.2329 | 0.69363 | 2.5393
| 511 | 4 | 1 | 8760 | 670 | 125 | 0.0155 | 0.15 | 0.5595 | 3.2329 | 0.69363 | 2.5393
| 512 | 4 | 1 | 8760 | 670 | 125 | 0.0155 | 0.15 | 0.5595 | 3.2329 | 0.69363 | 2.5393
| 513 | 4 | 1 | 8760 | 670 | 125 | 0.0155 | 0.15 | 0.5595 | 3.2329 | 0.69363 | 2.5393
| 514 | 4 | 1 | 8760 | 670 | 125 | 0.0155 | 0.15 | 0.5595 | 3.2329 | 0.69363 | 2.5393
| 515 | 4 | 1 | 8760 | 670 | 125 | 0.0155 | 0.15 | 0.5595 | 3.2329 | 0.69363 | 2.5393
| 516 | 4 | 1 | 8760 | 670 | 125 | 0.0155 | 0.15 | 0.5595 | 3.2329 | 0.69363 | 2.5393
| 517 | 4 | 1 | 8760 | 670 | 125 | 0.0155 | 0.15 | 0.5595 | 3.2329 | 0.69363 | 2.5393
| 518 | 4 | 1 | 8760 | 670 | 125 | 0.0155 | 0.15 | 0.5595 | 3.2329 | 0.69363 | 2.5393
| 519 | 4 | 1 | 8760 | 670 | 125 | 0.0155 | 0.15 | 0.5595 | 3.2329 | 0.69363 | 2.5393
| 520 | 4 | 1 | 8760 | 670 | 125 | 0.0155 | 0.15 | 0.5595 | 3.2329 | 0.69363 | 2.5393
| 521 | 4 | 1 | 8760 | 670 | 125 | 0.0155 | 0.15 | 0.5595 | 3.2329 | 0.69363 | 2.5393
| 522 | 4 | 1 | 8760 | 670 | 125 | 0.0155 | 0.15 | 0.5595 | 3.2329 | 0.69363 | 2.5393
| 523 | 4 | 1 | 8760 | 670 | 125 | 0.0155 | 0.15 | 0.5595 | 3.2329 | 0.69363 | 2.5393
| 524 | 4 | 1 | 8760 | 670 | 125 | 0.0155 | 0.15 | 0.5595 | 3.2329 | 0.69363 | 2.5393
| 525 | 5 | 1 | 8760 | 750 | 145 | 0.0155 | 0.15 | 0.5595 | 3.6189 | 0.80461 | 2.8143
| 526 | 5 | 1 | 8760 | 750 | 145 | 0.0155 | 0.15 | 0.5595 | 3.6189 | 0.80461 | 2.8143
| 527 | 5 | 1 | 8760 | 750 | 145 | 0.0155 | 0.15 | 0.5595 | 3.6189 | 0.80461 | 2.8143
| 528 | 5 | 1 | 8760 | 750 | 145 | 0.0155 | 0.15 | 0.5595 | 3.6189 | 0.80461 | 2.8143
| 529 | 5 | 1 | 8760 | 750 | 145 | 0.0155 | 0.15 | 0.5595 | 3.6189 | 0.80461 | 2.8143
| 530 | 5 | 1 | 8760 | 750 | 145 | 0.0155 | 0.15 | 0.5595 | 3.6189 | 0.80461 | 2.8143
| 531 | 5 | 1 | 8760 | 750 | 145 | 0.0155 | 0.15 | 0.5595 | 3.6189 | 0.80461 | 2.8143
| 532 | 5 | 1 | 8760 | 750 | 145 | 0.0155 | 0.15 | 0.5595 | 3.6189 | 0.80461 | 2.8143
| 533 | 5 | 1 | 8760 | 750 | 145 | 0.0155 | 0.15 | 0.5595 | 3.6189 | 0.80461 | 2.8143
| 534 | 6 | 1 | 8760 | 900 | 165 | 0.0155 | 0.15 | 0.5595 | 4.3427 | 0.91559 | 3.4271
| 535 | 6 | 1 | 8760 | 900 | 165 | 0.0155 | 0.15 | 0.5595 | 4.3427 | 0.91559 | 3.4271
| 536 | 6 | 1 | 8760 | 900 | 165 | 0.0155 | 0.15 | 0.5595 | 4.3427 | 0.91559 | 3.4271
| 537 | 6 | 1 | 8760 | 900 | 165 | 0.0155 | 0.15 | 0.5595 | 4.3427 | 0.91559 | 3.4271
| 538 | 6 | 1 | 8760 | 900 | 165 | 0.0155 | 0.15 | 0.5595 | 4.3427 | 0.91559 | 3.4271
| 539 | 6 | 1 | 8760 | 900 | 165 | 0.0155 | 0.15 | 0.5595 | 4.3427 | 0.91559 | 3.4271
| 540 | 7 | 1 | 8760 | 1000 | 220 | 0.0155 | 0.15 | 0.5595 | 4.8253 | 1.2208 | 3.6045
| 541 | 7 | 1 | 8760 | 1000 | 220 | 0.0155 | 0.15 | 0.5595 | 4.8253 | 1.2208 | 3.6045
| 542 | 7 | 1 | 8760 | 1000 | 220 | 0.0155 | 0.15 | 0.5595 | 4.8253 | 1.2208 | 3.6045
| 543 | 7 | 1 | 8760 | 1000 | 220 | 0.0155 | 0.15 | 0.5595 | 4.8253 | 1.2208 | 3.6045
| 544 | 7 | 1 | 8760 | 1000 | 220 | 0.0155 | 0.15 | 0.5595 | 4.8253 | 1.2208 | 3.6045
| 545 | 7 | 1 | 8760 | 1000 | 220 | 0.0155 | 0.15 | 0.5595 | 4.8253 | 1.2208 | 3.6045
| 546 | 8 | 1 | 8760 | 1200 | 270 | 0.0155 | 0.15 | 0.5595 | 5.7903 | 1.4982 | 4.2921
| 547 | 8 | 1 | 8760 | 1200 | 270 | 0.0155 | 0.15 | 0.5595 | 5.7903 | 1.4982 | 4.2921
| 548 | 8 | 1 | 8760 | 1200 | 270 | 0.0155 | 0.15 | 0.5595 | 5.7903 | 1.4982 | 4.2921
| 549 | 8 | 1 | 8760 | 1200 | 270 | 0.0155 | 0.15 | 0.5595 | 5.7903 | 1.4982 | 4.2921
| 550 | 8 | 1 | 8760 | 1200 | 270 | 0.0155 | 0.15 | 0.5595 | 5.7903 | 1.4982 | 4.2921
| 551 | 8 | 1 | 8760 | 1200 | 270 | 0.0155 | 0.15 | 0.5595 | 5.7903 | 1.4982 | 4.2921
| 552 | 1 | 2 | 8760 | 210 | 56 | 0.0155 | 0.15 | 0.5595 | 1.0133 | 0.31075 | 0.70256
| 553 | 1 | 2 | 8760 | 210 | 56 | 0.0155 | 0.15 | 0.5595 | 1.0133 | 0.31075 | 0.70256
| 554 | 1 | 2 | 8760 | 210 | 56 | 0.0155 | 0.15 | 0.5595 | 1.0133 | 0.31075 | 0.70256
| 555 | 1 | 2 | 8760 | 210 | 56 | 0.0155 | 0.15 | 0.5595 | 1.0133 | 0.31075 | 0.70256
| 556 | 1 | 2 | 8760 | 210 | 56 | 0.0155 | 0.15 | 0.5595 | 1.0133 | 0.31075 | 0.70256
| 557 | 1 | 2 | 8760 | 210 | 56 | 0.0155 | 0.15 | 0.5595 | 1.0133 | 0.31075 | 0.70256
| 558 | 1 | 2 | 8760 | 210 | 56 | 0.0155 | 0.15 | 0.5595 | 1.0133 | 0.31075 | 0.70256
| 559 | 1 | 2 | 8760 | 210 | 56 | 0.0155 | 0.15 | 0.5595 | 1.0133 | 0.31075 | 0.70256
| 560 | 1 | 2 | 8760 | 210 | 56 | 0.0155 | 0.15 | 0.5595 | 1.0133 | 0.31075 | 0.70256
| 561 | 1 | 2 | 8760 | 210 | 56 | 0.0155 | 0.15 | 0.5595 | 1.0133 | 0.31075 | 0.70256
| 562 | 1 | 2 | 8760 | 210 | 56 | 0.0155 | 0.15 | 0.5595 | 1.0133 | 0.31075 | 0.70256
| 563 | 1 | 2 | 8760 | 210 | 56 | 0.0155 | 0.15 | 0.5595 | 1.0133 | 0.31075 | 0.70256
| 564 | 1 | 2 | 8760 | 210 | 56 | 0.0155 | 0.15 | 0.5595 | 1.0133 | 0.31075 | 0.70256
| 565 | 1 | 2 | 8760 | 210 | 56 | 0.0155 | 0.15 | 0.5595 | 1.0133 | 0.31075 | 0.70256
| 566 | 1 | 2 | 8760 | 210 | 56 | 0.0155 | 0.15 | 0.5595 | 1.0133 | 0.31075 | 0.70256
| 567 | 1 | 2 | 8760 | 210 | 56 | 0.0155 | 0.15 | 0.5595 | 1.0133 | 0.31075 | 0.70256
| 568 | 1 | 2 | 8760 | 210 | 56 | 0.0155 | 0.15 | 0.5595 | 1.0133 | 0.31075 | 0.70256
| 569 | 1 | 2 | 8760 | 210 | 56 | 0.0155 | 0.15 | 0.5595 | 1.0133 | 0.31075 | 0.70256
| 570 | 1 | 2 | 8760 | 210 | 56 | 0.0155 | 0.15 | 0.5595 | 1.0133 | 0.31075 | 0.70256
| 571 | 1 | 2 | 8760 | 210 | 56 | 0.0155 | 0.15 | 0.5595 | 1.0133 | 0.31075 | 0.70256
| 572 | 2 | 2 | 8760 | 340 | 75 | 0.0155 | 0.15 | 0.5595 | 1.6406 | 0.41618 | 1.2244
| 573 | 2 | 2 | 8760 | 340 | 75 | 0.0155 | 0.15 | 0.5595 | 1.6406 | 0.41618 | 1.2244
| 574 | 2 | 2 | 8760 | 340 | 75 | 0.0155 | 0.15 | 0.5595 | 1.6406 | 0.41618 | 1.2244
| 575 | 2 | 2 | 8760 | 340 | 75 | 0.0155 | 0.15 | 0.5595 | 1.6406 | 0.41618 | 1.2244
| 576 | 2 | 2 | 8760 | 340 | 75 | 0.0155 | 0.15 | 0.5595 | 1.6406 | 0.41618 | 1.2244
| 577 | 2 | 2 | 8760 | 340 | 75 | 0.0155 | 0.15 | 0.5595 | 1.6406 | 0.41618 | 1.2244
| 578 | 2 | 2 | 8760 | 340 | 75 | 0.0155 | 0.15 | 0.5595 | 1.6406 | 0.41618 | 1.2244
| 579 | 2 | 2 | 8760 | 340 | 75 | 0.0155 | 0.15 | 0.5595 | 1.6406 | 0.41618 | 1.2244
| 580 | 2 | 2 | 8760 | 340 | 75 | 0.0155 | 0.15 | 0.5595 | 1.6406 | 0.41618 | 1.2244
| 581 | 2 | 2 | 8760 | 340 | 75 | 0.0155 | 0.15 | 0.5595 | 1.6406 | 0.41618 | 1.2244
| 582 | 2 | 2 | 8760 | 340 | 75 | 0.0155 | 0.15 | 0.5595 | 1.6406 | 0.41618 | 1.2244
| 583 | 2 | 2 | 8760 | 340 | 75 | 0.0155 | 0.15 | 0.5595 | 1.6406 | 0.41618 | 1.2244
| 584 | 2 | 2 | 8760 | 340 | 75 | 0.0155 | 0.15 | 0.5595 | 1.6406 | 0.41618 | 1.2244
| 585 | 2 | 2 | 8760 | 340 | 75 | 0.0155 | 0.15 | 0.5595 | 1.6406 | 0.41618 | 1.2244
| 586 | 2 | 2 | 8760 | 340 | 75 | 0.0155 | 0.15 | 0.5595 | 1.6406 | 0.41618 | 1.2244
| 587 | 2 | 2 | 8760 | 340 | 75 | 0.0155 | 0.15 | 0.5595 | 1.6406 | 0.41618 | 1.2244
| 588 | 2 | 2 | 8760 | 340 | 75 | 0.0155 | 0.15 | 0.5595 | 1.6406 | 0.41618 | 1.2244
| 589 | 2 | 2 | 8760 | 340 | 75 | 0.0155 | 0.15 | 0.5595 | 1.6406 | 0.41618 | 1.2244
| 590 | 2 | 2 | 8760 | 340 | 75 | 0.0155 | 0.15 | 0.5595 | 1.6406 | 0.41618 | 1.2244
| 591 | 2 | 2 | 8760 | 340 | 75 | 0.0155 | 0.15 | 0.5595 | 1.6406 | 0.41618 | 1.2244
| 592 | 3 | 2 | 8760 | 480 | 95 | 0.0155 | 0.15 | 0.5595 | 2.3161 | 0.52716 | 1.789
| 593 | 3 | 2 | 8760 | 480 | 95 | 0.0155 | 0.15 | 0.5595 | 2.3161 | 0.52716 | 1.789
| 594 | 3 | 2 | 8760 | 480 | 95 | 0.0155 | 0.15 | 0.5595 | 2.3161 | 0.52716 | 1.789
| 595 | 3 | 2 | 8760 | 480 | 95 | 0.0155 | 0.15 | 0.5595 | 2.3161 | 0.52716 | 1.789
| 596 | 3 | 2 | 8760 | 480 | 95 | 0.0155 | 0.15 | 0.5595 | 2.3161 | 0.52716 | 1.789
| 597 | 3 | 2 | 8760 | 480 | 95 | 0.0155 | 0.15 | 0.5595 | 2.3161 | 0.52716 | 1.789
| 598 | 3 | 2 | 8760 | 480 | 95 | 0.0155 | 0.15 | 0.5595 | 2.3161 | 0.52716 | 1.789
| 599 | 3 | 2 | 8760 | 480 | 95 | 0.0155 | 0.15 | 0.5595 | 2.3161 | 0.52716 | 1.789
| 600 | 3 | 2 | 8760 | 480 | 95 | 0.0155 | 0.15 | 0.5595 | 2.3161 | 0.52716 | 1.789
| 601 | 3 | 2 | 8760 | 480 | 95 | 0.0155 | 0.15 | 0.5595 | 2.3161 | 0.52716 | 1.789
| 602 | 4 | 2 | 8760 | 670 | 125 | 0.0155 | 0.15 | 0.5595 | 3.2329 | 0.69363 | 2.5393
| 603 | 4 | 2 | 8760 | 670 | 125 | 0.0155 | 0.15 | 0.5595 | 3.2329 | 0.69363 | 2.5393
| 604 | 4 | 2 | 8760 | 670 | 125 | 0.0155 | 0.15 | 0.5595 | 3.2329 | 0.69363 | 2.5393
| 605 | 4 | 2 | 8760 | 670 | 125 | 0.0155 | 0.15 | 0.5595 | 3.2329 | 0.69363 | 2.5393
| 606 | 4 | 2 | 8760 | 670 | 125 | 0.0155 | 0.15 | 0.5595 | 3.2329 | 0.69363 | 2.5393
| 607 | 5 | 2 | 8760 | 750 | 145 | 0.0155 | 0.15 | 0.5595 | 3.6189 | 0.80461 | 2.8143
| 608 | 5 | 2 | 8760 | 750 | 145 | 0.0155 | 0.15 | 0.5595 | 3.6189 | 0.80461 | 2.8143
| 609 | 1 | 2 | 8760 | 210 | 56 | 0.0155 | 0.15 | 0.5595 | 1.0133 | 0.31075 | 0.70256
| 610 | 1 | 2 | 8760 | 210 | 56 | 0.0155 | 0.15 | 0.5595 | 1.0133 | 0.31075 | 0.70256
| 611 | 1 | 2 | 8760 | 210 | 56 | 0.0155 | 0.15 | 0.5595 | 1.0133 | 0.31075 | 0.70256
| 612 | 2 | 2 | 8760 | 340 | 75 | 0.0155 | 0.15 | 0.5595 | 1.6406 | 0.41618 | 1.2244
| 613 | 2 | 2 | 8760 | 340 | 75 | 0.0155 | 0.15 | 0.5595 | 1.6406 | 0.41618 | 1.2244
| 614 | 2 | 2 | 8760 | 340 | 75 | 0.0155 | 0.15 | 0.5595 | 1.6406 | 0.41618 | 1.2244
| 615 | 2 | 2 | 8760 | 340 | 75 | 0.0155 | 0.15 | 0.5595 | 1.6406 | 0.41618 | 1.2244
| 616 | 2 | 2 | 8760 | 340 | 75 | 0.0155 | 0.15 | 0.5595 | 1.6406 | 0.41618 | 1.2244
| 617 | 2 | 2 | 8760 | 340 | 75 | 0.0155 | 0.15 | 0.5595 | 1.6406 | 0.41618 | 1.2244
| 618 | 3 | 2 | 8760 | 480 | 95 | 0.0155 | 0.15 | 0.5595 | 2.3161 | 0.52716 | 1.789
| 619 | 3 | 2 | 8760 | 480 | 95 | 0.0155 | 0.15 | 0.5595 | 2.3161 | 0.52716 | 1.789
| 620 | 3 | 2 | 8760 | 480 | 95 | 0.0155 | 0.15 | 0.5595 | 2.3161 | 0.52716 | 1.789
| 621 | 3 | 2 | 8760 | 480 | 95 | 0.0155 | 0.15 | 0.5595 | 2.3161 | 0.52716 | 1.789
| 622 | 3 | 2 | 8760 | 480 | 95 | 0.0155 | 0.15 | 0.5595 | 2.3161 | 0.52716 | 1.789
| 623 | 3 | 2 | 8760 | 480 | 95 | 0.0155 | 0.15 | 0.5595 | 2.3161 | 0.52716 | 1.789
| 624 | 4 | 2 | 8760 | 670 | 125 | 0.0155 | 0.15 | 0.5595 | 3.2329 | 0.69363 | 2.5393
| 625 | 4 | 2 | 8760 | 670 | 125 | 0.0155 | 0.15 | 0.5595 | 3.2329 | 0.69363 | 2.5393
| 626 | 4 | 2 | 8760 | 670 | 125 | 0.0155 | 0.15 | 0.5595 | 3.2329 | 0.69363 | 2.5393
| 627 | 4 | 2 | 8760 | 670 | 125 | 0.0155 | 0.15 | 0.5595 | 3.2329 | 0.69363 | 2.5393
| 628 | 1 | 3 | 8760 | 210 | 56 | 0.0155 | 0.15 | 0.5595 | 1.0133 | 0.31075 | 0.70256
| 629 | 1 | 3 | 8760 | 210 | 56 | 0.0155 | 0.15 | 0.5595 | 1.0133 | 0.31075 | 0.70256
| 630 | 1 | 3 | 8760 | 210 | 56 | 0.0155 | 0.15 | 0.5595 | 1.0133 | 0.31075 | 0.70256
| 631 | 1 | 3 | 8760 | 210 | 56 | 0.0155 | 0.15 | 0.5595 | 1.0133 | 0.31075 | 0.70256
| 632 | 1 | 3 | 8760 | 210 | 56 | 0.0155 | 0.15 | 0.5595 | 1.0133 | 0.31075 | 0.70256
| 633 | 1 | 3 | 8760 | 210 | 56 | 0.0155 | 0.15 | 0.5595 | 1.0133 | 0.31075 | 0.70256
| 634 | 1 | 3 | 8760 | 210 | 56 | 0.0155 | 0.15 | 0.5595 | 1.0133 | 0.31075 | 0.70256
| 635 | 1 | 3 | 8760 | 210 | 56 | 0.0155 | 0.15 | 0.5595 | 1.0133 | 0.31075 | 0.70256
| 636 | 1 | 3 | 8760 | 210 | 56 | 0.0155 | 0.15 | 0.5595 | 1.0133 | 0.31075 | 0.70256
| 637 | 1 | 3 | 8760 | 210 | 56 | 0.0155 | 0.15 | 0.5595 | 1.0133 | 0.31075 | 0.70256
| 638 | 1 | 3 | 8760 | 210 | 56 | 0.0155 | 0.15 | 0.5595 | 1.0133 | 0.31075 | 0.70256
| 639 | 1 | 3 | 8760 | 210 | 56 | 0.0155 | 0.15 | 0.5595 | 1.0133 | 0.31075 | 0.70256
| 640 | 1 | 3 | 8760 | 210 | 56 | 0.0155 | 0.15 | 0.5595 | 1.0133 | 0.31075 | 0.70256
| 641 | 1 | 3 | 8760 | 210 | 56 | 0.0155 | 0.15 | 0.5595 | 1.0133 | 0.31075 | 0.70256
| 642 | 1 | 3 | 8760 | 210 | 56 | 0.0155 | 0.15 | 0.5595 | 1.0133 | 0.31075 | 0.70256
| 643 | 1 | 3 | 8760 | 210 | 56 | 0.0155 | 0.15 | 0.5595 | 1.0133 | 0.31075 | 0.70256
| 644 | 1 | 3 | 8760 | 210 | 56 | 0.0155 | 0.15 | 0.5595 | 1.0133 | 0.31075 | 0.70256
| 645 | 1 | 3 | 8760 | 210 | 56 | 0.0155 | 0.15 | 0.5595 | 1.0133 | 0.31075 | 0.70256
| 646 | 1 | 3 | 8760 | 210 | 56 | 0.0155 | 0.15 | 0.5595 | 1.0133 | 0.31075 | 0.70256
| 647 | 1 | 3 | 8760 | 210 | 56 | 0.0155 | 0.15 | 0.5595 | 1.0133 | 0.31075 | 0.70256
| 648 | 2 | 3 | 8760 | 340 | 75 | 0.0155 | 0.15 | 0.5595 | 1.6406 | 0.41618 | 1.2244
| 649 | 2 | 3 | 8760 | 340 | 75 | 0.0155 | 0.15 | 0.5595 | 1.6406 | 0.41618 | 1.2244
| 650 | 2 | 3 | 8760 | 340 | 75 | 0.0155 | 0.15 | 0.5595 | 1.6406 | 0.41618 | 1.2244
| 651 | 2 | 3 | 8760 | 340 | 75 | 0.0155 | 0.15 | 0.5595 | 1.6406 | 0.41618 | 1.2244
| 652 | 2 | 3 | 8760 | 340 | 75 | 0.0155 | 0.15 | 0.5595 | 1.6406 | 0.41618 | 1.2244
| 653 | 2 | 3 | 8760 | 340 | 75 | 0.0155 | 0.15 | 0.5595 | 1.6406 | 0.41618 | 1.2244
| 654 | 2 | 3 | 8760 | 340 | 75 | 0.0155 | 0.15 | 0.5595 | 1.6406 | 0.41618 | 1.2244
| 655 | 2 | 3 | 8760 | 340 | 75 | 0.0155 | 0.15 | 0.5595 | 1.6406 | 0.41618 | 1.2244
| 656 | 2 | 3 | 8760 | 340 | 75 | 0.0155 | 0.15 | 0.5595 | 1.6406 | 0.41618 | 1.2244
| 657 | 2 | 3 | 8760 | 340 | 75 | 0.0155 | 0.15 | 0.5595 | 1.6406 | 0.41618 | 1.2244
| 658 | 2 | 3 | 8760 | 340 | 75 | 0.0155 | 0.15 | 0.5595 | 1.6406 | 0.41618 | 1.2244
| 659 | 2 | 3 | 8760 | 340 | 75 | 0.0155 | 0.15 | 0.5595 | 1.6406 | 0.41618 | 1.2244
| 660 | 2 | 3 | 8760 | 340 | 75 | 0.0155 | 0.15 | 0.5595 | 1.6406 | 0.41618 | 1.2244
| 661 | 2 | 3 | 8760 | 340 | 75 | 0.0155 | 0.15 | 0.5595 | 1.6406 | 0.41618 | 1.2244
| 662 | 2 | 3 | 8760 | 340 | 75 | 0.0155 | 0.15 | 0.5595 | 1.6406 | 0.41618 | 1.2244
| 663 | 2 | 3 | 8760 | 340 | 75 | 0.0155 | 0.15 | 0.5595 | 1.6406 | 0.41618 | 1.2244
| 664 | 2 | 3 | 8760 | 340 | 75 | 0.0155 | 0.15 | 0.5595 | 1.6406 | 0.41618 | 1.2244
| 665 | 2 | 3 | 8760 | 340 | 75 | 0.0155 | 0.15 | 0.5595 | 1.6406 | 0.41618 | 1.2244
| 666 | 2 | 3 | 8760 | 340 | 75 | 0.0155 | 0.15 | 0.5595 | 1.6406 | 0.41618 | 1.2244
| 667 | 2 | 3 | 8760 | 340 | 75 | 0.0155 | 0.15 | 0.5595 | 1.6406 | 0.41618 | 1.2244
| 668 | 3 | 3 | 8760 | 480 | 95 | 0.0155 | 0.15 | 0.5595 | 2.3161 | 0.52716 | 1.789
| 669 | 3 | 3 | 8760 | 480 | 95 | 0.0155 | 0.15 | 0.5595 | 2.3161 | 0.52716 | 1.789
| 670 | 3 | 3 | 8760 | 480 | 95 | 0.0155 | 0.15 | 0.5595 | 2.3161 | 0.52716 | 1.789
| 671 | 3 | 3 | 8760 | 480 | 95 | 0.0155 | 0.15 | 0.5595 | 2.3161 | 0.52716 | 1.789
| 672 | 3 | 3 | 8760 | 480 | 95 | 0.0155 | 0.15 | 0.5595 | 2.3161 | 0.52716 | 1.789
| 673 | 3 | 3 | 8760 | 480 | 95 | 0.0155 | 0.15 | 0.5595 | 2.3161 | 0.52716 | 1.789
| 674 | 3 | 3 | 8760 | 480 | 95 | 0.0155 | 0.15 | 0.5595 | 2.3161 | 0.52716 | 1.789
| 675 | 3 | 3 | 8760 | 480 | 95 | 0.0155 | 0.15 | 0.5595 | 2.3161 | 0.52716 | 1.789
| 676 | 3 | 3 | 8760 | 480 | 95 | 0.0155 | 0.15 | 0.5595 | 2.3161 | 0.52716 | 1.789
| 677 | 3 | 3 | 8760 | 480 | 95 | 0.0155 | 0.15 | 0.5595 | 2.3161 | 0.52716 | 1.789
| 678 | 4 | 3 | 8760 | 670 | 125 | 0.0155 | 0.15 | 0.5595 | 3.2329 | 0.69363 | 2.5393
| 679 | 4 | 3 | 8760 | 670 | 125 | 0.0155 | 0.15 | 0.5595 | 3.2329 | 0.69363 | 2.5393
| 680 | 4 | 3 | 8760 | 670 | 125 | 0.0155 | 0.15 | 0.5595 | 3.2329 | 0.69363 | 2.5393
| 681 | 4 | 3 | 8760 | 670 | 125 | 0.0155 | 0.15 | 0.5595 | 3.2329 | 0.69363 | 2.5393
| 682 | 4 | 3 | 8760 | 670 | 125 | 0.0155 | 0.15 | 0.5595 | 3.2329 | 0.69363 | 2.5393
| 683 | 2 | 3 | 8760 | 340 | 75 | 0.0155 | 0.15 | 0.5595 | 1.6406 | 0.41618 | 1.2244
| 684 | 2 | 3 | 8760 | 340 | 75 | 0.0155 | 0.15 | 0.5595 | 1.6406 | 0.41618 | 1.2244
| 685 | 2 | 3 | 8760 | 340 | 75 | 0.0155 | 0.15 | 0.5595 | 1.6406 | 0.41618 | 1.2244
| 686 | 2 | 3 | 8760 | 340 | 75 | 0.0155 | 0.15 | 0.5595 | 1.6406 | 0.41618 | 1.2244
| 687 | 3 | 3 | 8760 | 480 | 95 | 0.0155 | 0.15 | 0.5595 | 2.3161 | 0.52716 | 1.789
| 688 | 3 | 3 | 8760 | 480 | 95 | 0.0155 | 0.15 | 0.5595 | 2.3161 | 0.52716 | 1.789
| 689 | 3 | 3 | 8760 | 480 | 95 | 0.0155 | 0.15 | 0.5595 | 2.3161 | 0.52716 | 1.789
| 690 | 3 | 3 | 8760 | 480 | 95 | 0.0155 | 0.15 | 0.5595 | 2.3161 | 0.52716 | 1.789
| 691 | 4 | 3 | 8760 | 670 | 125 | 0.0155 | 0.15 | 0.5595 | 3.2329 | 0.69363 | 2.5393
| 692 | 4 | 3 | 8760 | 670 | 125 | 0.0155 | 0.15 | 0.5595 | 3.2329 | 0.69363 | 2.5393
| 693 | 4 | 3 | 8760 | 670 | 125 | 0.0155 | 0.15 | 0.5595 | 3.2329 | 0.69363 | 2.5393
| 694 | 1 | 4 | 8760 | 210 | 56 | 0.0155 | 0.15 | 0.5595 | 1.0133 | 0.31075 | 0.70256
| 695 | 1 | 4 | 8760 | 210 | 56 | 0.0155 | 0.15 | 0.5595 | 1.0133 | 0.31075 | 0.70256
| 696 | 1 | 4 | 8760 | 210 | 56 | 0.0155 | 0.15 | 0.5595 | 1.0133 | 0.31075 | 0.70256
| 697 | 1 | 4 | 8760 | 210 | 56 | 0.0155 | 0.15 | 0.5595 | 1.0133 | 0.31075 | 0.70256
| 698 | 1 | 4 | 8760 | 210 | 56 | 0.0155 | 0.15 | 0.5595 | 1.0133 | 0.31075 | 0.70256
| 699 | 1 | 4 | 8760 | 210 | 56 | 0.0155 | 0.15 | 0.5595 | 1.0133 | 0.31075 | 0.70256
| 700 | 1 | 4 | 8760 | 210 | 56 | 0.0155 | 0.15 | 0.5595 | 1.0133 | 0.31075 | 0.70256
| 701 | 1 | 4 | 8760 | 210 | 56 | 0.0155 | 0.15 | 0.5595 | 1.0133 | 0.31075 | 0.70256
| 702 | 1 | 4 | 8760 | 210 | 56 | 0.0155 | 0.15 | 0.5595 | 1.0133 | 0.31075 | 0.70256
| 703 | 1 | 4 | 8760 | 210 | 56 | 0.0155 | 0.15 | 0.5595 | 1.0133 | 0.31075 | 0.70256
| 704 | 1 | 4 | 8760 | 210 | 56 | 0.0155 | 0.15 | 0.5595 | 1.0133 | 0.31075 | 0.70256
| 705 | 1 | 4 | 8760 | 210 | 56 | 0.0155 | 0.15 | 0.5595 | 1.0133 | 0.31075 | 0.70256
| 706 | 1 | 4 | 8760 | 210 | 56 | 0.0155 | 0.15 | 0.5595 | 1.0133 | 0.31075 | 0.70256
| 707 | 1 | 4 | 8760 | 210 | 56 | 0.0155 | 0.15 | 0.5595 | 1.0133 | 0.31075 | 0.70256
| 708 | 1 | 4 | 8760 | 210 | 56 | 0.0155 | 0.15 | 0.5595 | 1.0133 | 0.31075 | 0.70256
| 709 | 1 | 4 | 8760 | 210 | 56 | 0.0155 | 0.15 | 0.5595 | 1.0133 | 0.31075 | 0.70256
| 710 | 1 | 4 | 8760 | 210 | 56 | 0.0155 | 0.15 | 0.5595 | 1.0133 | 0.31075 | 0.70256
| 711 | 1 | 4 | 8760 | 210 | 56 | 0.0155 | 0.15 | 0.5595 | 1.0133 | 0.31075 | 0.70256
| 712 | 1 | 4 | 8760 | 210 | 56 | 0.0155 | 0.15 | 0.5595 | 1.0133 | 0.31075 | 0.70256
| 713 | 1 | 4 | 8760 | 210 | 56 | 0.0155 | 0.15 | 0.5595 | 1.0133 | 0.31075 | 0.70256
| 714 | 2 | 4 | 8760 | 340 | 75 | 0.0155 | 0.15 | 0.5595 | 1.6406 | 0.41618 | 1.2244
| 715 | 2 | 4 | 8760 | 340 | 75 | 0.0155 | 0.15 | 0.5595 | 1.6406 | 0.41618 | 1.2244
| 716 | 2 | 4 | 8760 | 340 | 75 | 0.0155 | 0.15 | 0.5595 | 1.6406 | 0.41618 | 1.2244
| 717 | 2 | 4 | 8760 | 340 | 75 | 0.0155 | 0.15 | 0.5595 | 1.6406 | 0.41618 | 1.2244
| 718 | 2 | 4 | 8760 | 340 | 75 | 0.0155 | 0.15 | 0.5595 | 1.6406 | 0.41618 | 1.2244
| 719 | 2 | 4 | 8760 | 340 | 75 | 0.0155 | 0.15 | 0.5595 | 1.6406 | 0.41618 | 1.2244
| 720 | 2 | 4 | 8760 | 340 | 75 | 0.0155 | 0.15 | 0.5595 | 1.6406 | 0.41618 | 1.2244
| 721 | 2 | 4 | 8760 | 340 | 75 | 0.0155 | 0.15 | 0.5595 | 1.6406 | 0.41618 | 1.2244
| 722 | 2 | 4 | 8760 | 340 | 75 | 0.0155 | 0.15 | 0.5595 | 1.6406 | 0.41618 | 1.2244
| 723 | 2 | 4 | 8760 | 340 | 75 | 0.0155 | 0.15 | 0.5595 | 1.6406 | 0.41618 | 1.2244
| 724 | 2 | 4 | 8760 | 340 | 75 | 0.0155 | 0.15 | 0.5595 | 1.6406 | 0.41618 | 1.2244
| 725 | 2 | 4 | 8760 | 340 | 75 | 0.0155 | 0.15 | 0.5595 | 1.6406 | 0.41618 | 1.2244
| 726 | 2 | 4 | 8760 | 340 | 75 | 0.0155 | 0.15 | 0.5595 | 1.6406 | 0.41618 | 1.2244
| 727 | 2 | 4 | 8760 | 340 | 75 | 0.0155 | 0.15 | 0.5595 | 1.6406 | 0.41618 | 1.2244
| 728 | 2 | 4 | 8760 | 340 | 75 | 0.0155 | 0.15 | 0.5595 | 1.6406 | 0.41618 | 1.2244
| 729 | 2 | 4 | 8760 | 340 | 75 | 0.0155 | 0.15 | 0.5595 | 1.6406 | 0.41618 | 1.2244
| 730 | 2 | 4 | 8760 | 340 | 75 | 0.0155 | 0.15 | 0.5595 | 1.6406 | 0.41618 | 1.2244
| 731 | 2 | 4 | 8760 | 340 | 75 | 0.0155 | 0.15 | 0.5595 | 1.6406 | 0.41618 | 1.2244
| 732 | 2 | 4 | 8760 | 340 | 75 | 0.0155 | 0.15 | 0.5595 | 1.6406 | 0.41618 | 1.2244
| 733 | 2 | 4 | 8760 | 340 | 75 | 0.0155 | 0.15 | 0.5595 | 1.6406 | 0.41618 | 1.2244
| 734 | 3 | 4 | 8760 | 480 | 95 | 0.0155 | 0.15 | 0.5595 | 2.3161 | 0.52716 | 1.789
| 735 | 3 | 4 | 8760 | 480 | 95 | 0.0155 | 0.15 | 0.5595 | 2.3161 | 0.52716 | 1.789
| 736 | 3 | 4 | 8760 | 480 | 95 | 0.0155 | 0.15 | 0.5595 | 2.3161 | 0.52716 | 1.789
| 737 | 3 | 4 | 8760 | 480 | 95 | 0.0155 | 0.15 | 0.5595 | 2.3161 | 0.52716 | 1.789
| 738 | 3 | 4 | 8760 | 480 | 95 | 0.0155 | 0.15 | 0.5595 | 2.3161 | 0.52716 | 1.789
| 739 | 3 | 4 | 8760 | 480 | 95 | 0.0155 | 0.15 | 0.5595 | 2.3161 | 0.52716 | 1.789
| 740 | 3 | 4 | 8760 | 480 | 95 | 0.0155 | 0.15 | 0.5595 | 2.3161 | 0.52716 | 1.789
| 741 | 3 | 4 | 8760 | 480 | 95 | 0.0155 | 0.15 | 0.5595 | 2.3161 | 0.52716 | 1.789
| 742 | 3 | 4 | 8760 | 480 | 95 | 0.0155 | 0.15 | 0.5595 | 2.3161 | 0.52716 | 1.789
| 743 | 3 | 4 | 8760 | 480 | 95 | 0.0155 | 0.15 | 0.5595 | 2.3161 | 0.52716 | 1.789
| 744 | 4 | 4 | 8760 | 670 | 125 | 0.0155 | 0.15 | 0.5595 | 3.2329 | 0.69363 | 2.5393
| 745 | 4 | 4 | 8760 | 670 | 125 | 0.0155 | 0.15 | 0.5595 | 3.2329 | 0.69363 | 2.5393
| 746 | 4 | 4 | 8760 | 670 | 125 | 0.0155 | 0.15 | 0.5595 | 3.2329 | 0.69363 | 2.5393
| 747 | 4 | 4 | 8760 | 670 | 125 | 0.0155 | 0.15 | 0.5595 | 3.2329 | 0.69363 | 2.5393
| 748 | 4 | 4 | 8760 | 670 | 125 | 0.0155 | 0.15 | 0.5595 | 3.2329 | 0.69363 | 2.5393
| 749 | 1 | 4 | 8760 | 210 | 56 | 0.0155 | 0.15 | 0.5595 | 1.0133 | 0.31075 | 0.70256
| 750 | 1 | 4 | 8760 | 210 | 56 | 0.0155 | 0.15 | 0.5595 | 1.0133 | 0.31075 | 0.70256
| 751 | 1 | 4 | 8760 | 210 | 56 | 0.0155 | 0.15 | 0.5595 | 1.0133 | 0.31075 | 0.70256
| 752 | 1 | 4 | 8760 | 210 | 56 | 0.0155 | 0.15 | 0.5595 | 1.0133 | 0.31075 | 0.70256
| 753 | 1 | 4 | 8760 | 210 | 56 | 0.0155 | 0.15 | 0.5595 | 1.0133 | 0.31075 | 0.70256
| 754 | 1 | 4 | 8760 | 210 | 56 | 0.0155 | 0.15 | 0.5595 | 1.0133 | 0.31075 | 0.70256
| 755 | 1 | 4 | 8760 | 210 | 56 | 0.0155 | 0.15 | 0.5595 | 1.0133 | 0.31075 | 0.70256
| 756 | 1 | 4 | 8760 | 210 | 56 | 0.0155 | 0.15 | 0.5595 | 1.0133 | 0.31075 | 0.70256
| 757 | 1 | 4 | 8760 | 210 | 56 | 0.0155 | 0.15 | 0.5595 | 1.0133 | 0.31075 | 0.70256
| 758 | 1 | 4 | 8760 | 210 | 56 | 0.0155 | 0.15 | 0.5595 | 1.0133 | 0.31075 | 0.70256
| 759 | 1 | 4 | 8760 | 210 | 56 | 0.0155 | 0.15 | 0.5595 | 1.0133 | 0.31075 | 0.70256
| 760 | 1 | 4 | 8760 | 210 | 56 | 0.0155 | 0.15 | 0.5595 | 1.0133 | 0.31075 | 0.70256
| 761 | 1 | 4 | 8760 | 210 | 56 | 0.0155 | 0.15 | 0.5595 | 1.0133 | 0.31075 | 0.70256
| 762 | 2 | 4 | 8760 | 340 | 75 | 0.0155 | 0.15 | 0.5595 | 1.6406 | 0.41618 | 1.2244
| 763 | 2 | 4 | 8760 | 340 | 75 | 0.0155 | 0.15 | 0.5595 | 1.6406 | 0.41618 | 1.2244
| 764 | 2 | 4 | 8760 | 340 | 75 | 0.0155 | 0.15 | 0.5595 | 1.6406 | 0.41618 | 1.2244
| 765 | 2 | 4 | 8760 | 340 | 75 | 0.0155 | 0.15 | 0.5595 | 1.6406 | 0.41618 | 1.2244
| 766 | 2 | 4 | 8760 | 340 | 75 | 0.0155 | 0.15 | 0.5595 | 1.6406 | 0.41618 | 1.2244
| 767 | 2 | 4 | 8760 | 340 | 75 | 0.0155 | 0.15 | 0.5595 | 1.6406 | 0.41618 | 1.2244
| 768 | 2 | 4 | 8760 | 340 | 75 | 0.0155 | 0.15 | 0.5595 | 1.6406 | 0.41618 | 1.2244
| 769 | 2 | 4 | 8760 | 340 | 75 | 0.0155 | 0.15 | 0.5595 | 1.6406 | 0.41618 | 1.2244
| 770 | 2 | 4 | 8760 | 340 | 75 | 0.0155 | 0.15 | 0.5595 | 1.6406 | 0.41618 | 1.2244
| 771 | 2 | 4 | 8760 | 340 | 75 | 0.0155 | 0.15 | 0.5595 | 1.6406 | 0.41618 | 1.2244
| 772 | 2 | 4 | 8760 | 340 | 75 | 0.0155 | 0.15 | 0.5595 | 1.6406 | 0.41618 | 1.2244
| 773 | 2 | 4 | 8760 | 340 | 75 | 0.0155 | 0.15 | 0.5595 | 1.6406 | 0.41618 | 1.2244
| 774 | 2 | 4 | 8760 | 340 | 75 | 0.0155 | 0.15 | 0.5595 | 1.6406 | 0.41618 | 1.2244
| 775 | 3 | 4 | 8760 | 480 | 95 | 0.0155 | 0.15 | 0.5595 | 2.3161 | 0.52716 | 1.789
| 776 | 3 | 4 | 8760 | 480 | 95 | 0.0155 | 0.15 | 0.5595 | 2.3161 | 0.52716 | 1.789
| 777 | 3 | 4 | 8760 | 480 | 95 | 0.0155 | 0.15 | 0.5595 | 2.3161 | 0.52716 | 1.789
| 778 | 3 | 4 | 8760 | 480 | 95 | 0.0155 | 0.15 | 0.5595 | 2.3161 | 0.52716 | 1.789
| 779 | 3 | 4 | 8760 | 480 | 95 | 0.0155 | 0.15 | 0.5595 | 2.3161 | 0.52716 | 1.789
| 780 | 3 | 4 | 8760 | 480 | 95 | 0.0155 | 0.15 | 0.5595 | 2.3161 | 0.52716 | 1.789
| 781 | 3 | 4 | 8760 | 480 | 95 | 0.0155 | 0.15 | 0.5595 | 2.3161 | 0.52716 | 1.789
| 782 | 3 | 4 | 8760 | 480 | 95 | 0.0155 | 0.15 | 0.5595 | 2.3161 | 0.52716 | 1.789
| 783 | 3 | 4 | 8760 | 480 | 95 | 0.0155 | 0.15 | 0.5595 | 2.3161 | 0.52716 | 1.789
| 784 | 3 | 4 | 8760 | 480 | 95 | 0.0155 | 0.15 | 0.5595 | 2.3161 | 0.52716 | 1.789
| 785 | 3 | 4 | 8760 | 480 | 95 | 0.0155 | 0.15 | 0.5595 | 2.3161 | 0.52716 | 1.789
| 786 | 3 | 4 | 8760 | 480 | 95 | 0.0155 | 0.15 | 0.5595 | 2.3161 | 0.52716 | 1.789
| 787 | 3 | 4 | 8760 | 480 | 95 | 0.0155 | 0.15 | 0.5595 | 2.3161 | 0.52716 | 1.789
| 788 | 3 | 4 | 8760 | 480 | 95 | 0.0155 | 0.15 | 0.5595 | 2.3161 | 0.52716 | 1.789
| 789 | 3 | 4 | 8760 | 480 | 95 | 0.0155 | 0.15 | 0.5595 | 2.3161 | 0.52716 | 1.789
| 790 | 3 | 4 | 8760 | 480 | 95 | 0.0155 | 0.15 | 0.5595 | 2.3161 | 0.52716 | 1.789
| 791 | 3 | 4 | 8760 | 480 | 95 | 0.0155 | 0.15 | 0.5595 | 2.3161 | 0.52716 | 1.789
| 792 | 4 | 4 | 8760 | 670 | 125 | 0.0155 | 0.15 | 0.5595 | 3.2329 | 0.69363 | 2.5393
| 793 | 4 | 4 | 8760 | 670 | 125 | 0.0155 | 0.15 | 0.5595 | 3.2329 | 0.69363 | 2.5393
| 794 | 4 | 4 | 8760 | 670 | 125 | 0.0155 | 0.15 | 0.5595 | 3.2329 | 0.69363 | 2.5393
| 795 | 4 | 4 | 8760 | 670 | 125 | 0.0155 | 0.15 | 0.5595 | 3.2329 | 0.69363 | 2.5393
| 796 | 1 | 4 | 8760 | 210 | 56 | 0.0155 | 0.15 | 0.5595 | 1.0133 | 0.31075 | 0.70256
| 797 | 1 | 4 | 8760 | 210 | 56 | 0.0155 | 0.15 | 0.5595 | 1.0133 | 0.31075 | 0.70256
| 798 | 1 | 4 | 8760 | 210 | 56 | 0.0155 | 0.15 | 0.5595 | 1.0133 | 0.31075 | 0.70256
| 799 | 1 | 4 | 8760 | 210 | 56 | 0.0155 | 0.15 | 0.5595 | 1.0133 | 0.31075 | 0.70256
| 800 | 2 | 4 | 8760 | 340 | 75 | 0.0155 | 0.15 | 0.5595 | 1.6406 | 0.41618 | 1.2244
| 801 | 2 | 4 | 8760 | 340 | 75 | 0.0155 | 0.15 | 0.5595 | 1.6406 | 0.41618 | 1.2244
| 802 | 2 | 4 | 8760 | 340 | 75 | 0.0155 | 0.15 | 0.5595 | 1.6406 | 0.41618 | 1.2244
| 803 | 2 | 4 | 8760 | 340 | 75 | 0.0155 | 0.15 | 0.5595 | 1.6406 | 0.41618 | 1.2244
| 804 | 2 | 4 | 8760 | 340 | 75 | 0.0155 | 0.15 | 0.5595 | 1.6406 | 0.41618 | 1.2244
| 805 | 3 | 4 | 8760 | 480 | 95 | 0.0155 | 0.15 | 0.5595 | 2.3161 | 0.52716 | 1.789
| 806 | 3 | 4 | 8760 | 480 | 95 | 0.0155 | 0.15 | 0.5595 | 2.3161 | 0.52716 | 1.789
| 807 | 3 | 4 | 8760 | 480 | 95 | 0.0155 | 0.15 | 0.5595 | 2.3161 | 0.52716 | 1.789
| 808 | 3 | 4 | 8760 | 480 | 95 | 0.0155 | 0.15 | 0.5595 | 2.3161 | 0.52716 | 1.789
| 809 | 3 | 4 | 8760 | 480 | 95 | 0.0155 | 0.15 | 0.5595 | 2.3161 | 0.52716 | 1.789
| 810 | 4 | 4 | 8760 | 670 | 125 | 0.0155 | 0.15 | 0.5595 | 3.2329 | 0.69363 | 2.5393
| 811 | 4 | 4 | 8760 | 670 | 125 | 0.0155 | 0.15 | 0.5595 | 3.2329 | 0.69363 | 2.5393
| 812 | 4 | 4 | 8760 | 670 | 125 | 0.0155 | 0.15 | 0.5595 | 3.2329 | 0.69363 | 2.5393
| 813 | 4 | 4 | 8760 | 670 | 125 | 0.0155 | 0.15 | 0.5595 | 3.2329 | 0.69363 | 2.5393
| 814 | 1 | 5 | 8760 | 210 | 56 | 0.0155 | 0.15 | 0.5595 | 1.0133 | 0.31075 | 0.70256
| 815 | 1 | 5 | 8760 | 210 | 56 | 0.0155 | 0.15 | 0.5595 | 1.0133 | 0.31075 | 0.70256
| 816 | 1 | 5 | 8760 | 210 | 56 | 0.0155 | 0.15 | 0.5595 | 1.0133 | 0.31075 | 0.70256
| 817 | 1 | 5 | 8760 | 210 | 56 | 0.0155 | 0.15 | 0.5595 | 1.0133 | 0.31075 | 0.70256
| 818 | 1 | 5 | 8760 | 210 | 56 | 0.0155 | 0.15 | 0.5595 | 1.0133 | 0.31075 | 0.70256
| 819 | 1 | 5 | 8760 | 210 | 56 | 0.0155 | 0.15 | 0.5595 | 1.0133 | 0.31075 | 0.70256
| 820 | 1 | 5 | 8760 | 210 | 56 | 0.0155 | 0.15 | 0.5595 | 1.0133 | 0.31075 | 0.70256
| 821 | 1 | 5 | 8760 | 210 | 56 | 0.0155 | 0.15 | 0.5595 | 1.0133 | 0.31075 | 0.70256
| 822 | 1 | 5 | 8760 | 210 | 56 | 0.0155 | 0.15 | 0.5595 | 1.0133 | 0.31075 | 0.70256
| 823 | 1 | 5 | 8760 | 210 | 56 | 0.0155 | 0.15 | 0.5595 | 1.0133 | 0.31075 | 0.70256
| 824 | 1 | 5 | 8760 | 210 | 56 | 0.0155 | 0.15 | 0.5595 | 1.0133 | 0.31075 | 0.70256
| 825 | 1 | 5 | 8760 | 210 | 56 | 0.0155 | 0.15 | 0.5595 | 1.0133 | 0.31075 | 0.70256
| 826 | 1 | 5 | 8760 | 210 | 56 | 0.0155 | 0.15 | 0.5595 | 1.0133 | 0.31075 | 0.70256
| 827 | 1 | 5 | 8760 | 210 | 56 | 0.0155 | 0.15 | 0.5595 | 1.0133 | 0.31075 | 0.70256
| 828 | 1 | 5 | 8760 | 210 | 56 | 0.0155 | 0.15 | 0.5595 | 1.0133 | 0.31075 | 0.70256
| 829 | 1 | 5 | 8760 | 210 | 56 | 0.0155 | 0.15 | 0.5595 | 1.0133 | 0.31075 | 0.70256
| 830 | 1 | 5 | 8760 | 210 | 56 | 0.0155 | 0.15 | 0.5595 | 1.0133 | 0.31075 | 0.70256
| 831 | 1 | 5 | 8760 | 210 | 56 | 0.0155 | 0.15 | 0.5595 | 1.0133 | 0.31075 | 0.70256
| 832 | 1 | 5 | 8760 | 210 | 56 | 0.0155 | 0.15 | 0.5595 | 1.0133 | 0.31075 | 0.70256
| 833 | 1 | 5 | 8760 | 210 | 56 | 0.0155 | 0.15 | 0.5595 | 1.0133 | 0.31075 | 0.70256
| 834 | 2 | 5 | 8760 | 340 | 75 | 0.0155 | 0.15 | 0.5595 | 1.6406 | 0.41618 | 1.2244
| 835 | 2 | 5 | 8760 | 340 | 75 | 0.0155 | 0.15 | 0.5595 | 1.6406 | 0.41618 | 1.2244
| 836 | 2 | 5 | 8760 | 340 | 75 | 0.0155 | 0.15 | 0.5595 | 1.6406 | 0.41618 | 1.2244
| 837 | 2 | 5 | 8760 | 340 | 75 | 0.0155 | 0.15 | 0.5595 | 1.6406 | 0.41618 | 1.2244
| 838 | 2 | 5 | 8760 | 340 | 75 | 0.0155 | 0.15 | 0.5595 | 1.6406 | 0.41618 | 1.2244
| 839 | 2 | 5 | 8760 | 340 | 75 | 0.0155 | 0.15 | 0.5595 | 1.6406 | 0.41618 | 1.2244
| 840 | 2 | 5 | 8760 | 340 | 75 | 0.0155 | 0.15 | 0.5595 | 1.6406 | 0.41618 | 1.2244
| 841 | 2 | 5 | 8760 | 340 | 75 | 0.0155 | 0.15 | 0.5595 | 1.6406 | 0.41618 | 1.2244
| 842 | 2 | 5 | 8760 | 340 | 75 | 0.0155 | 0.15 | 0.5595 | 1.6406 | 0.41618 | 1.2244
| 843 | 2 | 5 | 8760 | 340 | 75 | 0.0155 | 0.15 | 0.5595 | 1.6406 | 0.41618 | 1.2244
| 844 | 2 | 5 | 8760 | 340 | 75 | 0.0155 | 0.15 | 0.5595 | 1.6406 | 0.41618 | 1.2244
| 845 | 2 | 5 | 8760 | 340 | 75 | 0.0155 | 0.15 | 0.5595 | 1.6406 | 0.41618 | 1.2244
| 846 | 2 | 5 | 8760 | 340 | 75 | 0.0155 | 0.15 | 0.5595 | 1.6406 | 0.41618 | 1.2244
| 847 | 2 | 5 | 8760 | 340 | 75 | 0.0155 | 0.15 | 0.5595 | 1.6406 | 0.41618 | 1.2244
| 848 | 2 | 5 | 8760 | 340 | 75 | 0.0155 | 0.15 | 0.5595 | 1.6406 | 0.41618 | 1.2244
| 849 | 2 | 5 | 8760 | 340 | 75 | 0.0155 | 0.15 | 0.5595 | 1.6406 | 0.41618 | 1.2244
| 850 | 2 | 5 | 8760 | 340 | 75 | 0.0155 | 0.15 | 0.5595 | 1.6406 | 0.41618 | 1.2244
| 851 | 2 | 5 | 8760 | 340 | 75 | 0.0155 | 0.15 | 0.5595 | 1.6406 | 0.41618 | 1.2244
| 852 | 2 | 5 | 8760 | 340 | 75 | 0.0155 | 0.15 | 0.5595 | 1.6406 | 0.41618 | 1.2244
| 853 | 2 | 5 | 8760 | 340 | 75 | 0.0155 | 0.15 | 0.5595 | 1.6406 | 0.41618 | 1.2244
| 854 | 3 | 5 | 8760 | 480 | 95 | 0.0155 | 0.15 | 0.5595 | 2.3161 | 0.52716 | 1.789
| 855 | 3 | 5 | 8760 | 480 | 95 | 0.0155 | 0.15 | 0.5595 | 2.3161 | 0.52716 | 1.789
| 856 | 3 | 5 | 8760 | 480 | 95 | 0.0155 | 0.15 | 0.5595 | 2.3161 | 0.52716 | 1.789
| 857 | 3 | 5 | 8760 | 480 | 95 | 0.0155 | 0.15 | 0.5595 | 2.3161 | 0.52716 | 1.789
| 858 | 3 | 5 | 8760 | 480 | 95 | 0.0155 | 0.15 | 0.5595 | 2.3161 | 0.52716 | 1.789
| 859 | 3 | 5 | 8760 | 480 | 95 | 0.0155 | 0.15 | 0.5595 | 2.3161 | 0.52716 | 1.789
| 860 | 3 | 5 | 8760 | 480 | 95 | 0.0155 | 0.15 | 0.5595 | 2.3161 | 0.52716 | 1.789
| 861 | 3 | 5 | 8760 | 480 | 95 | 0.0155 | 0.15 | 0.5595 | 2.3161 | 0.52716 | 1.789
| 862 | 3 | 5 | 8760 | 480 | 95 | 0.0155 | 0.15 | 0.5595 | 2.3161 | 0.52716 | 1.789
| 863 | 3 | 5 | 8760 | 480 | 95 | 0.0155 | 0.15 | 0.5595 | 2.3161 | 0.52716 | 1.789
| 864 | 4 | 5 | 8760 | 670 | 125 | 0.0155 | 0.15 | 0.5595 | 3.2329 | 0.69363 | 2.5393
| 865 | 4 | 5 | 8760 | 670 | 125 | 0.0155 | 0.15 | 0.5595 | 3.2329 | 0.69363 | 2.5393
| 866 | 4 | 5 | 8760 | 670 | 125 | 0.0155 | 0.15 | 0.5595 | 3.2329 | 0.69363 | 2.5393
| 867 | 4 | 5 | 8760 | 670 | 125 | 0.0155 | 0.15 | 0.5595 | 3.2329 | 0.69363 | 2.5393
| 868 | 4 | 5 | 8760 | 670 | 125 | 0.0155 | 0.15 | 0.5595 | 3.2329 | 0.69363 | 2.5393
| 869 | 1 | 5 | 8760 | 210 | 56 | 0.0155 | 0.15 | 0.5595 | 1.0133 | 0.31075 | 0.70256
| 870 | 1 | 5 | 8760 | 210 | 56 | 0.0155 | 0.15 | 0.5595 | 1.0133 | 0.31075 | 0.70256
| 871 | 1 | 5 | 8760 | 210 | 56 | 0.0155 | 0.15 | 0.5595 | 1.0133 | 0.31075 | 0.70256
| 872 | 1 | 5 | 8760 | 210 | 56 | 0.0155 | 0.15 | 0.5595 | 1.0133 | 0.31075 | 0.70256
| 873 | 1 | 5 | 8760 | 210 | 56 | 0.0155 | 0.15 | 0.5595 | 1.0133 | 0.31075 | 0.70256
| 874 | 1 | 5 | 8760 | 210 | 56 | 0.0155 | 0.15 | 0.5595 | 1.0133 | 0.31075 | 0.70256
| 875 | 1 | 5 | 8760 | 210 | 56 | 0.0155 | 0.15 | 0.5595 | 1.0133 | 0.31075 | 0.70256
| 876 | 1 | 5 | 8760 | 210 | 56 | 0.0155 | 0.15 | 0.5595 | 1.0133 | 0.31075 | 0.70256
| 877 | 1 | 5 | 8760 | 210 | 56 | 0.0155 | 0.15 | 0.5595 | 1.0133 | 0.31075 | 0.70256
| 878 | 1 | 5 | 8760 | 210 | 56 | 0.0155 | 0.15 | 0.5595 | 1.0133 | 0.31075 | 0.70256
| 879 | 2 | 5 | 8760 | 340 | 75 | 0.0155 | 0.15 | 0.5595 | 1.6406 | 0.41618 | 1.2244
| 880 | 2 | 5 | 8760 | 340 | 75 | 0.0155 | 0.15 | 0.5595 | 1.6406 | 0.41618 | 1.2244
| 881 | 2 | 5 | 8760 | 340 | 75 | 0.0155 | 0.15 | 0.5595 | 1.6406 | 0.41618 | 1.2244
| 882 | 2 | 5 | 8760 | 340 | 75 | 0.0155 | 0.15 | 0.5595 | 1.6406 | 0.41618 | 1.2244
| 883 | 2 | 5 | 8760 | 340 | 75 | 0.0155 | 0.15 | 0.5595 | 1.6406 | 0.41618 | 1.2244
| 884 | 2 | 5 | 8760 | 340 | 75 | 0.0155 | 0.15 | 0.5595 | 1.6406 | 0.41618 | 1.2244
| 885 | 2 | 5 | 8760 | 340 | 75 | 0.0155 | 0.15 | 0.5595 | 1.6406 | 0.41618 | 1.2244
| 886 | 2 | 5 | 8760 | 340 | 75 | 0.0155 | 0.15 | 0.5595 | 1.6406 | 0.41618 | 1.2244
| 887 | 2 | 5 | 8760 | 340 | 75 | 0.0155 | 0.15 | 0.5595 | 1.6406 | 0.41618 | 1.2244
| 888 | 2 | 5 | 8760 | 340 | 75 | 0.0155 | 0.15 | 0.5595 | 1.6406 | 0.41618 | 1.2244
| 889 | 3 | 5 | 8760 | 480 | 95 | 0.0155 | 0.15 | 0.5595 | 2.3161 | 0.52716 | 1.789
| 890 | 3 | 5 | 8760 | 480 | 95 | 0.0155 | 0.15 | 0.5595 | 2.3161 | 0.52716 | 1.789
| 891 | 3 | 5 | 8760 | 480 | 95 | 0.0155 | 0.15 | 0.5595 | 2.3161 | 0.52716 | 1.789
| 892 | 3 | 5 | 8760 | 480 | 95 | 0.0155 | 0.15 | 0.5595 | 2.3161 | 0.52716 | 1.789
| 893 | 3 | 5 | 8760 | 480 | 95 | 0.0155 | 0.15 | 0.5595 | 2.3161 | 0.52716 | 1.789
| 894 | 3 | 5 | 8760 | 480 | 95 | 0.0155 | 0.15 | 0.5595 | 2.3161 | 0.52716 | 1.789
| 895 | 3 | 5 | 8760 | 480 | 95 | 0.0155 | 0.15 | 0.5595 | 2.3161 | 0.52716 | 1.789
| 896 | 3 | 5 | 8760 | 480 | 95 | 0.0155 | 0.15 | 0.5595 | 2.3161 | 0.52716 | 1.789
| 897 | 3 | 5 | 8760 | 480 | 95 | 0.0155 | 0.15 | 0.5595 | 2.3161 | 0.52716 | 1.789
| 898 | 3 | 5 | 8760 | 480 | 95 | 0.0155 | 0.15 | 0.5595 | 2.3161 | 0.52716 | 1.789
| 899 | 3 | 5 | 8760 | 480 | 95 | 0.0155 | 0.15 | 0.5595 | 2.3161 | 0.52716 | 1.789
| 900 | 3 | 5 | 8760 | 480 | 95 | 0.0155 | 0.15 | 0.5595 | 2.3161 | 0.52716 | 1.789
| 901 | 3 | 5 | 8760 | 480 | 95 | 0.0155 | 0.15 | 0.5595 | 2.3161 | 0.52716 | 1.789
| 902 | 3 | 5 | 8760 | 480 | 95 | 0.0155 | 0.15 | 0.5595 | 2.3161 | 0.52716 | 1.789
| 903 | 4 | 5 | 8760 | 670 | 125 | 0.0155 | 0.15 | 0.5595 | 3.2329 | 0.69363 | 2.5393
| 904 | 4 | 5 | 8760 | 670 | 125 | 0.0155 | 0.15 | 0.5595 | 3.2329 | 0.69363 | 2.5393
| 905 | 4 | 5 | 8760 | 670 | 125 | 0.0155 | 0.15 | 0.5595 | 3.2329 | 0.69363 | 2.5393
| 906 | 4 | 5 | 8760 | 670 | 125 | 0.0155 | 0.15 | 0.5595 | 3.2329 | 0.69363 | 2.5393
| 907 | 4 | 5 | 8760 | 670 | 125 | 0.0155 | 0.15 | 0.5595 | 3.2329 | 0.69363 | 2.5393
| 908 | 4 | 5 | 8760 | 670 | 125 | 0.0155 | 0.15 | 0.5595 | 3.2329 | 0.69363 | 2.5393
| 909 | 4 | 5 | 8760 | 670 | 125 | 0.0155 | 0.15 | 0.5595 | 3.2329 | 0.69363 | 2.5393
| 910 | 4 | 5 | 8760 | 670 | 125 | 0.0155 | 0.15 | 0.5595 | 3.2329 | 0.69363 | 2.5393
| 911 | 4 | 5 | 8760 | 670 | 125 | 0.0155 | 0.15 | 0.5595 | 3.2329 | 0.69363 | 2.5393
| 912 | 4 | 5 | 8760 | 670 | 125 | 0.0155 | 0.15 | 0.5595 | 3.2329 | 0.69363 | 2.5393
| 913 | 1 | 5 | 8760 | 210 | 56 | 0.0155 | 0.15 | 0.5595 | 1.0133 | 0.31075 | 0.70256
| 914 | 1 | 5 | 8760 | 210 | 56 | 0.0155 | 0.15 | 0.5595 | 1.0133 | 0.31075 | 0.70256
| 915 | 1 | 5 | 8760 | 210 | 56 | 0.0155 | 0.15 | 0.5595 | 1.0133 | 0.31075 | 0.70256
| 916 | 1 | 5 | 8760 | 210 | 56 | 0.0155 | 0.15 | 0.5595 | 1.0133 | 0.31075 | 0.70256
| 917 | 2 | 5 | 8760 | 340 | 75 | 0.0155 | 0.15 | 0.5595 | 1.6406 | 0.41618 | 1.2244
| 918 | 2 | 5 | 8760 | 340 | 75 | 0.0155 | 0.15 | 0.5595 | 1.6406 | 0.41618 | 1.2244
| 919 | 2 | 5 | 8760 | 340 | 75 | 0.0155 | 0.15 | 0.5595 | 1.6406 | 0.41618 | 1.2244
| 920 | 2 | 5 | 8760 | 340 | 75 | 0.0155 | 0.15 | 0.5595 | 1.6406 | 0.41618 | 1.2244
| 921 | 2 | 5 | 8760 | 340 | 75 | 0.0155 | 0.15 | 0.5595 | 1.6406 | 0.41618 | 1.2244
| 922 | 2 | 5 | 8760 | 340 | 75 | 0.0155 | 0.15 | 0.5595 | 1.6406 | 0.41618 | 1.2244
| 923 | 2 | 5 | 8760 | 340 | 75 | 0.0155 | 0.15 | 0.5595 | 1.6406 | 0.41618 | 1.2244
| 924 | 2 | 5 | 8760 | 340 | 75 | 0.0155 | 0.15 | 0.5595 | 1.6406 | 0.41618 | 1.2244
| 925 | 3 | 5 | 8760 | 480 | 95 | 0.0155 | 0.15 | 0.5595 | 2.3161 | 0.52716 | 1.789
| 926 | 3 | 5 | 8760 | 480 | 95 | 0.0155 | 0.15 | 0.5595 | 2.3161 | 0.52716 | 1.789
| 927 | 3 | 5 | 8760 | 480 | 95 | 0.0155 | 0.15 | 0.5595 | 2.3161 | 0.52716 | 1.789
| 928 | 3 | 5 | 8760 | 480 | 95 | 0.0155 | 0.15 | 0.5595 | 2.3161 | 0.52716 | 1.789
| 929 | 3 | 5 | 8760 | 480 | 95 | 0.0155 | 0.15 | 0.5595 | 2.3161 | 0.52716 | 1.789
| 930 | 3 | 5 | 8760 | 480 | 95 | 0.0155 | 0.15 | 0.5595 | 2.3161 | 0.52716 | 1.789
| 931 | 3 | 5 | 8760 | 480 | 95 | 0.0155 | 0.15 | 0.5595 | 2.3161 | 0.52716 | 1.789
| 932 | 3 | 5 | 8760 | 480 | 95 | 0.0155 | 0.15 | 0.5595 | 2.3161 | 0.52716 | 1.789
| 933 | 4 | 5 | 8760 | 670 | 125 | 0.0155 | 0.15 | 0.5595 | 3.2329 | 0.69363 | 2.5393
| 934 | 4 | 5 | 8760 | 670 | 125 | 0.0155 | 0.15 | 0.5595 | 3.2329 | 0.69363 | 2.5393
| 935 | 4 | 5 | 8760 | 670 | 125 | 0.0155 | 0.15 | 0.5595 | 3.2329 | 0.69363 | 2.5393
| 936 | 4 | 5 | 8760 | 670 | 125 | 0.0155 | 0.15 | 0.5595 | 3.2329 | 0.69363 | 2.5393
| 937 | 4 | 6 | 8760 | 670 | 125 | 0.0155 | 0.15 | 0.5595 | 3.2329 | 0.69363 | 2.5393
| 938 | 1 | 6 | 8760 | 210 | 56 | 0.0155 | 0.15 | 0.5595 | 1.0133 | 0.31075 | 0.70256
| 939 | 1 | 6 | 8760 | 210 | 56 | 0.0155 | 0.15 | 0.5595 | 1.0133 | 0.31075 | 0.70256
| 940 | 1 | 6 | 8760 | 210 | 56 | 0.0155 | 0.15 | 0.5595 | 1.0133 | 0.31075 | 0.70256
| 941 | 2 | 6 | 8760 | 340 | 75 | 0.0155 | 0.15 | 0.5595 | 1.6406 | 0.41618 | 1.2244
| 942 | 2 | 6 | 8760 | 340 | 75 | 0.0155 | 0.15 | 0.5595 | 1.6406 | 0.41618 | 1.2244
| 943 | 3 | 6 | 8760 | 480 | 95 | 0.0155 | 0.15 | 0.5595 | 2.3161 | 0.52716 | 1.789
| 944 | 3 | 6 | 8760 | 480 | 95 | 0.0155 | 0.15 | 0.5595 | 2.3161 | 0.52716 | 1.789
| 945 | 4 | 6 | 8760 | 670 | 125 | 0.0155 | 0.15 | 0.5595 | 3.2329 | 0.69363 | 2.5393
| 946 | 4 | 6 | 8760 | 670 | 125 | 0.0155 | 0.15 | 0.5595 | 3.2329 | 0.69363 | 2.5393
| 947 | 4 | 6 | 8760 | 670 | 125 | 0.0155 | 0.15 | 0.5595 | 3.2329 | 0.69363 | 2.5393
| 948 | 1 | 7 | 8760 | 210 | 56 | 0.0155 | 0.15 | 0.5595 | 1.0133 | 0.31075 | 0.70256
| 949 | 1 | 7 | 8760 | 210 | 56 | 0.0155 | 0.15 | 0.5595 | 1.0133 | 0.31075 | 0.70256
| 950 | 1 | 7 | 8760 | 210 | 56 | 0.0155 | 0.15 | 0.5595 | 1.0133 | 0.31075 | 0.70256
| 951 | 1 | 7 | 8760 | 210 | 56 | 0.0155 | 0.15 | 0.5595 | 1.0133 | 0.31075 | 0.70256
| 952 | 1 | 7 | 8760 | 210 | 56 | 0.0155 | 0.15 | 0.5595 | 1.0133 | 0.31075 | 0.70256
| 953 | 1 | 7 | 8760 | 210 | 56 | 0.0155 | 0.15 | 0.5595 | 1.0133 | 0.31075 | 0.70256
| 954 | 1 | 7 | 8760 | 210 | 56 | 0.0155 | 0.15 | 0.5595 | 1.0133 | 0.31075 | 0.70256
| 955 | 1 | 7 | 8760 | 210 | 56 | 0.0155 | 0.15 | 0.5595 | 1.0133 | 0.31075 | 0.70256
| 956 | 1 | 7 | 8760 | 210 | 56 | 0.0155 | 0.15 | 0.5595 | 1.0133 | 0.31075 | 0.70256
| 957 | 1 | 7 | 8760 | 210 | 56 | 0.0155 | 0.15 | 0.5595 | 1.0133 | 0.31075 | 0.70256
| 958 | 1 | 7 | 8760 | 210 | 56 | 0.0155 | 0.15 | 0.5595 | 1.0133 | 0.31075 | 0.70256
| 959 | 1 | 7 | 8760 | 210 | 56 | 0.0155 | 0.15 | 0.5595 | 1.0133 | 0.31075 | 0.70256
| 960 | 1 | 7 | 8760 | 210 | 56 | 0.0155 | 0.15 | 0.5595 | 1.0133 | 0.31075 | 0.70256
| 961 | 1 | 7 | 8760 | 210 | 56 | 0.0155 | 0.15 | 0.5595 | 1.0133 | 0.31075 | 0.70256
| 962 | 1 | 7 | 8760 | 210 | 56 | 0.0155 | 0.15 | 0.5595 | 1.0133 | 0.31075 | 0.70256
| 963 | 1 | 7 | 8760 | 210 | 56 | 0.0155 | 0.15 | 0.5595 | 1.0133 | 0.31075 | 0.70256
| 964 | 1 | 7 | 8760 | 210 | 56 | 0.0155 | 0.15 | 0.5595 | 1.0133 | 0.31075 | 0.70256
| 965 | 1 | 7 | 8760 | 210 | 56 | 0.0155 | 0.15 | 0.5595 | 1.0133 | 0.31075 | 0.70256
| 966 | 1 | 7 | 8760 | 210 | 56 | 0.0155 | 0.15 | 0.5595 | 1.0133 | 0.31075 | 0.70256
| 967 | 1 | 7 | 8760 | 210 | 56 | 0.0155 | 0.15 | 0.5595 | 1.0133 | 0.31075 | 0.70256
| 968 | 1 | 7 | 8760 | 210 | 56 | 0.0155 | 0.15 | 0.5595 | 1.0133 | 0.31075 | 0.70256
| 969 | 1 | 7 | 8760 | 210 | 56 | 0.0155 | 0.15 | 0.5595 | 1.0133 | 0.31075 | 0.70256
| 970 | 1 | 7 | 8760 | 210 | 56 | 0.0155 | 0.15 | 0.5595 | 1.0133 | 0.31075 | 0.70256
| 971 | 1 | 7 | 8760 | 210 | 56 | 0.0155 | 0.15 | 0.5595 | 1.0133 | 0.31075 | 0.70256
| 972 | 1 | 7 | 8760 | 210 | 56 | 0.0155 | 0.15 | 0.5595 | 1.0133 | 0.31075 | 0.70256
| 973 | 1 | 7 | 8760 | 210 | 56 | 0.0155 | 0.15 | 0.5595 | 1.0133 | 0.31075 | 0.70256
| 974 | 1 | 7 | 8760 | 210 | 56 | 0.0155 | 0.15 | 0.5595 | 1.0133 | 0.31075 | 0.70256
| 975 | 1 | 7 | 8760 | 210 | 56 | 0.0155 | 0.15 | 0.5595 | 1.0133 | 0.31075 | 0.70256
| 976 | 1 | 7 | 8760 | 210 | 56 | 0.0155 | 0.15 | 0.5595 | 1.0133 | 0.31075 | 0.70256
| 977 | 1 | 7 | 8760 | 210 | 56 | 0.0155 | 0.15 | 0.5595 | 1.0133 | 0.31075 | 0.70256
| 978 | 1 | 7 | 8760 | 210 | 56 | 0.0155 | 0.15 | 0.5595 | 1.0133 | 0.31075 | 0.70256
| 979 | 1 | 7 | 8760 | 210 | 56 | 0.0155 | 0.15 | 0.5595 | 1.0133 | 0.31075 | 0.70256
| 980 | 1 | 7 | 8760 | 210 | 56 | 0.0155 | 0.15 | 0.5595 | 1.0133 | 0.31075 | 0.70256
| 981 | 1 | 7 | 8760 | 210 | 56 | 0.0155 | 0.15 | 0.5595 | 1.0133 | 0.31075 | 0.70256
| 982 | 1 | 7 | 8760 | 210 | 56 | 0.0155 | 0.15 | 0.5595 | 1.0133 | 0.31075 | 0.70256
| 983 | 1 | 7 | 8760 | 210 | 56 | 0.0155 | 0.15 | 0.5595 | 1.0133 | 0.31075 | 0.70256
| 984 | 1 | 7 | 8760 | 210 | 56 | 0.0155 | 0.15 | 0.5595 | 1.0133 | 0.31075 | 0.70256
| 985 | 1 | 7 | 8760 | 210 | 56 | 0.0155 | 0.15 | 0.5595 | 1.0133 | 0.31075 | 0.70256
| 986 | 1 | 7 | 8760 | 210 | 56 | 0.0155 | 0.15 | 0.5595 | 1.0133 | 0.31075 | 0.70256
| 987 | 2 | 7 | 8760 | 340 | 75 | 0.0155 | 0.15 | 0.5595 | 1.6406 | 0.41618 | 1.2244
| 988 | 2 | 7 | 8760 | 340 | 75 | 0.0155 | 0.15 | 0.5595 | 1.6406 | 0.41618 | 1.2244
| 989 | 2 | 7 | 8760 | 340 | 75 | 0.0155 | 0.15 | 0.5595 | 1.6406 | 0.41618 | 1.2244
| 990 | 2 | 7 | 8760 | 340 | 75 | 0.0155 | 0.15 | 0.5595 | 1.6406 | 0.41618 | 1.2244
| 991 | 2 | 7 | 8760 | 340 | 75 | 0.0155 | 0.15 | 0.5595 | 1.6406 | 0.41618 | 1.2244
| 992 | 2 | 7 | 8760 | 340 | 75 | 0.0155 | 0.15 | 0.5595 | 1.6406 | 0.41618 | 1.2244
| 993 | 2 | 7 | 8760 | 340 | 75 | 0.0155 | 0.15 | 0.5595 | 1.6406 | 0.41618 | 1.2244
| 994 | 2 | 7 | 8760 | 340 | 75 | 0.0155 | 0.15 | 0.5595 | 1.6406 | 0.41618 | 1.2244
| 995 | 2 | 7 | 8760 | 340 | 75 | 0.0155 | 0.15 | 0.5595 | 1.6406 | 0.41618 | 1.2244
| 996 | 2 | 7 | 8760 | 340 | 75 | 0.0155 | 0.15 | 0.5595 | 1.6406 | 0.41618 | 1.2244
| 997 | 2 | 7 | 8760 | 340 | 75 | 0.0155 | 0.15 | 0.5595 | 1.6406 | 0.41618 | 1.2244
| 998 | 2 | 7 | 8760 | 340 | 75 | 0.0155 | 0.15 | 0.5595 | 1.6406 | 0.41618 | 1.2244
| 999 | 2 | 7 | 8760 | 340 | 75 | 0.0155 | 0.15 | 0.5595 | 1.6406 | 0.41618 | 1.2244
| 1000 | 2 | 7 | 8760 | 340 | 75 | 0.0155 | 0.15 | 0.5595 | 1.6406 | 0.41618 | 1.2244
| 1001 | 2 | 7 | 8760 | 340 | 75 | 0.0155 | 0.15 | 0.5595 | 1.6406 | 0.41618 | 1.2244
| 1002 | 2 | 7 | 8760 | 340 | 75 | 0.0155 | 0.15 | 0.5595 | 1.6406 | 0.41618 | 1.2244
| 1003 | 2 | 7 | 8760 | 340 | 75 | 0.0155 | 0.15 | 0.5595 | 1.6406 | 0.41618 | 1.2244
| 1004 | 2 | 7 | 8760 | 340 | 75 | 0.0155 | 0.15 | 0.5595 | 1.6406 | 0.41618 | 1.2244
| 1005 | 2 | 7 | 8760 | 340 | 75 | 0.0155 | 0.15 | 0.5595 | 1.6406 | 0.41618 | 1.2244
| 1006 | 2 | 7 | 8760 | 340 | 75 | 0.0155 | 0.15 | 0.5595 | 1.6406 | 0.41618 | 1.2244
| 1007 | 2 | 7 | 8760 | 340 | 75 | 0.0155 | 0.15 | 0.5595 | 1.6406 | 0.41618 | 1.2244
| 1008 | 2 | 7 | 8760 | 340 | 75 | 0.0155 | 0.15 | 0.5595 | 1.6406 | 0.41618 | 1.2244
| 1009 | 2 | 7 | 8760 | 340 | 75 | 0.0155 | 0.15 | 0.5595 | 1.6406 | 0.41618 | 1.2244
| 1010 | 2 | 7 | 8760 | 340 | 75 | 0.0155 | 0.15 | 0.5595 | 1.6406 | 0.41618 | 1.2244
| 1011 | 2 | 7 | 8760 | 340 | 75 | 0.0155 | 0.15 | 0.5595 | 1.6406 | 0.41618 | 1.2244
| 1012 | 2 | 7 | 8760 | 340 | 75 | 0.0155 | 0.15 | 0.5595 | 1.6406 | 0.41618 | 1.2244
| 1013 | 2 | 7 | 8760 | 340 | 75 | 0.0155 | 0.15 | 0.5595 | 1.6406 | 0.41618 | 1.2244
| 1014 | 2 | 7 | 8760 | 340 | 75 | 0.0155 | 0.15 | 0.5595 | 1.6406 | 0.41618 | 1.2244
| 1015 | 2 | 7 | 8760 | 340 | 75 | 0.0155 | 0.15 | 0.5595 | 1.6406 | 0.41618 | 1.2244
| 1016 | 2 | 7 | 8760 | 340 | 75 | 0.0155 | 0.15 | 0.5595 | 1.6406 | 0.41618 | 1.2244
| 1017 | 2 | 7 | 8760 | 340 | 75 | 0.0155 | 0.15 | 0.5595 | 1.6406 | 0.41618 | 1.2244
| 1018 | 2 | 7 | 8760 | 340 | 75 | 0.0155 | 0.15 | 0.5595 | 1.6406 | 0.41618 | 1.2244
| 1019 | 2 | 7 | 8760 | 340 | 75 | 0.0155 | 0.15 | 0.5595 | 1.6406 | 0.41618 | 1.2244
| 1020 | 2 | 7 | 8760 | 340 | 75 | 0.0155 | 0.15 | 0.5595 | 1.6406 | 0.41618 | 1.2244
| 1021 | 2 | 7 | 8760 | 340 | 75 | 0.0155 | 0.15 | 0.5595 | 1.6406 | 0.41618 | 1.2244
| 1022 | 2 | 7 | 8760 | 340 | 75 | 0.0155 | 0.15 | 0.5595 | 1.6406 | 0.41618 | 1.2244
| 1023 | 2 | 7 | 8760 | 340 | 75 | 0.0155 | 0.15 | 0.5595 | 1.6406 | 0.41618 | 1.2244
| 1024 | 2 | 7 | 8760 | 340 | 75 | 0.0155 | 0.15 | 0.5595 | 1.6406 | 0.41618 | 1.2244
| 1025 | 2 | 7 | 8760 | 340 | 75 | 0.0155 | 0.15 | 0.5595 | 1.6406 | 0.41618 | 1.2244
| 1026 | 2 | 7 | 8760 | 340 | 75 | 0.0155 | 0.15 | 0.5595 | 1.6406 | 0.41618 | 1.2244
| 1027 | 2 | 7 | 8760 | 340 | 75 | 0.0155 | 0.15 | 0.5595 | 1.6406 | 0.41618 | 1.2244
| 1028 | 2 | 7 | 8760 | 340 | 75 | 0.0155 | 0.15 | 0.5595 | 1.6406 | 0.41618 | 1.2244
| 1029 | 2 | 7 | 8760 | 340 | 75 | 0.0155 | 0.15 | 0.5595 | 1.6406 | 0.41618 | 1.2244
| 1030 | 2 | 7 | 8760 | 340 | 75 | 0.0155 | 0.15 | 0.5595 | 1.6406 | 0.41618 | 1.2244
| 1031 | 2 | 7 | 8760 | 340 | 75 | 0.0155 | 0.15 | 0.5595 | 1.6406 | 0.41618 | 1.2244
| 1032 | 2 | 7 | 8760 | 340 | 75 | 0.0155 | 0.15 | 0.5595 | 1.6406 | 0.41618 | 1.2244
| 1033 | 2 | 7 | 8760 | 340 | 75 | 0.0155 | 0.15 | 0.5595 | 1.6406 | 0.41618 | 1.2244
| 1034 | 2 | 7 | 8760 | 340 | 75 | 0.0155 | 0.15 | 0.5595 | 1.6406 | 0.41618 | 1.2244
| 1035 | 2 | 7 | 8760 | 340 | 75 | 0.0155 | 0.15 | 0.5595 | 1.6406 | 0.41618 | 1.2244
| 1036 | 2 | 7 | 8760 | 340 | 75 | 0.0155 | 0.15 | 0.5595 | 1.6406 | 0.41618 | 1.2244
| 1037 | 3 | 7 | 8760 | 480 | 95 | 0.0155 | 0.15 | 0.5595 | 2.3161 | 0.52716 | 1.789
| 1038 | 3 | 7 | 8760 | 480 | 95 | 0.0155 | 0.15 | 0.5595 | 2.3161 | 0.52716 | 1.789
| 1039 | 3 | 7 | 8760 | 480 | 95 | 0.0155 | 0.15 | 0.5595 | 2.3161 | 0.52716 | 1.789
| 1040 | 3 | 7 | 8760 | 480 | 95 | 0.0155 | 0.15 | 0.5595 | 2.3161 | 0.52716 | 1.789
| 1041 | 3 | 7 | 8760 | 480 | 95 | 0.0155 | 0.15 | 0.5595 | 2.3161 | 0.52716 | 1.789
| 1042 | 3 | 7 | 8760 | 480 | 95 | 0.0155 | 0.15 | 0.5595 | 2.3161 | 0.52716 | 1.789
| 1043 | 3 | 7 | 8760 | 480 | 95 | 0.0155 | 0.15 | 0.5595 | 2.3161 | 0.52716 | 1.789
| 1044 | 3 | 7 | 8760 | 480 | 95 | 0.0155 | 0.15 | 0.5595 | 2.3161 | 0.52716 | 1.789
| 1045 | 3 | 7 | 8760 | 480 | 95 | 0.0155 | 0.15 | 0.5595 | 2.3161 | 0.52716 | 1.789
| 1046 | 3 | 7 | 8760 | 480 | 95 | 0.0155 | 0.15 | 0.5595 | 2.3161 | 0.52716 | 1.789
| 1047 | 3 | 7 | 8760 | 480 | 95 | 0.0155 | 0.15 | 0.5595 | 2.3161 | 0.52716 | 1.789
| 1048 | 3 | 7 | 8760 | 480 | 95 | 0.0155 | 0.15 | 0.5595 | 2.3161 | 0.52716 | 1.789
| 1049 | 3 | 7 | 8760 | 480 | 95 | 0.0155 | 0.15 | 0.5595 | 2.3161 | 0.52716 | 1.789
| 1050 | 3 | 7 | 8760 | 480 | 95 | 0.0155 | 0.15 | 0.5595 | 2.3161 | 0.52716 | 1.789
| 1051 | 3 | 7 | 8760 | 480 | 95 | 0.0155 | 0.15 | 0.5595 | 2.3161 | 0.52716 | 1.789
| 1052 | 3 | 7 | 8760 | 480 | 95 | 0.0155 | 0.15 | 0.5595 | 2.3161 | 0.52716 | 1.789
| 1053 | 3 | 7 | 8760 | 480 | 95 | 0.0155 | 0.15 | 0.5595 | 2.3161 | 0.52716 | 1.789
| 1054 | 3 | 7 | 8760 | 480 | 95 | 0.0155 | 0.15 | 0.5595 | 2.3161 | 0.52716 | 1.789
| 1055 | 3 | 7 | 8760 | 480 | 95 | 0.0155 | 0.15 | 0.5595 | 2.3161 | 0.52716 | 1.789
| 1056 | 3 | 7 | 8760 | 480 | 95 | 0.0155 | 0.15 | 0.5595 | 2.3161 | 0.52716 | 1.789
| 1057 | 3 | 7 | 8760 | 480 | 95 | 0.0155 | 0.15 | 0.5595 | 2.3161 | 0.52716 | 1.789
| 1058 | 3 | 7 | 8760 | 480 | 95 | 0.0155 | 0.15 | 0.5595 | 2.3161 | 0.52716 | 1.789
| 1059 | 3 | 7 | 8760 | 480 | 95 | 0.0155 | 0.15 | 0.5595 | 2.3161 | 0.52716 | 1.789
| 1060 | 3 | 7 | 8760 | 480 | 95 | 0.0155 | 0.15 | 0.5595 | 2.3161 | 0.52716 | 1.789
| 1061 | 3 | 7 | 8760 | 480 | 95 | 0.0155 | 0.15 | 0.5595 | 2.3161 | 0.52716 | 1.789
| 1062 | 3 | 7 | 8760 | 480 | 95 | 0.0155 | 0.15 | 0.5595 | 2.3161 | 0.52716 | 1.789
| 1063 | 3 | 7 | 8760 | 480 | 95 | 0.0155 | 0.15 | 0.5595 | 2.3161 | 0.52716 | 1.789
| 1064 | 3 | 7 | 8760 | 480 | 95 | 0.0155 | 0.15 | 0.5595 | 2.3161 | 0.52716 | 1.789
| 1065 | 3 | 7 | 8760 | 480 | 95 | 0.0155 | 0.15 | 0.5595 | 2.3161 | 0.52716 | 1.789
| 1066 | 3 | 7 | 8760 | 480 | 95 | 0.0155 | 0.15 | 0.5595 | 2.3161 | 0.52716 | 1.789
| 1067 | 3 | 7 | 8760 | 480 | 95 | 0.0155 | 0.15 | 0.5595 | 2.3161 | 0.52716 | 1.789
| 1068 | 3 | 7 | 8760 | 480 | 95 | 0.0155 | 0.15 | 0.5595 | 2.3161 | 0.52716 | 1.789
| 1069 | 3 | 7 | 8760 | 480 | 95 | 0.0155 | 0.15 | 0.5595 | 2.3161 | 0.52716 | 1.789
| 1070 | 3 | 7 | 8760 | 480 | 95 | 0.0155 | 0.15 | 0.5595 | 2.3161 | 0.52716 | 1.789
| 1071 | 3 | 7 | 8760 | 480 | 95 | 0.0155 | 0.15 | 0.5595 | 2.3161 | 0.52716 | 1.789
| 1072 | 3 | 7 | 8760 | 480 | 95 | 0.0155 | 0.15 | 0.5595 | 2.3161 | 0.52716 | 1.789
| 1073 | 3 | 7 | 8760 | 480 | 95 | 0.0155 | 0.15 | 0.5595 | 2.3161 | 0.52716 | 1.789
| 1074 | 3 | 7 | 8760 | 480 | 95 | 0.0155 | 0.15 | 0.5595 | 2.3161 | 0.52716 | 1.789
| 1075 | 3 | 7 | 8760 | 480 | 95 | 0.0155 | 0.15 | 0.5595 | 2.3161 | 0.52716 | 1.789
| 1076 | 3 | 7 | 8760 | 480 | 95 | 0.0155 | 0.15 | 0.5595 | 2.3161 | 0.52716 | 1.789
| 1077 | 3 | 7 | 8760 | 480 | 95 | 0.0155 | 0.15 | 0.5595 | 2.3161 | 0.52716 | 1.789
| 1078 | 3 | 7 | 8760 | 480 | 95 | 0.0155 | 0.15 | 0.5595 | 2.3161 | 0.52716 | 1.789
| 1079 | 3 | 7 | 8760 | 480 | 95 | 0.0155 | 0.15 | 0.5595 | 2.3161 | 0.52716 | 1.789
| 1080 | 3 | 7 | 8760 | 480 | 95 | 0.0155 | 0.15 | 0.5595 | 2.3161 | 0.52716 | 1.789
| 1081 | 3 | 7 | 8760 | 480 | 95 | 0.0155 | 0.15 | 0.5595 | 2.3161 | 0.52716 | 1.789
| 1082 | 3 | 7 | 8760 | 480 | 95 | 0.0155 | 0.15 | 0.5595 | 2.3161 | 0.52716 | 1.789
| 1083 | 3 | 7 | 8760 | 480 | 95 | 0.0155 | 0.15 | 0.5595 | 2.3161 | 0.52716 | 1.789
| 1084 | 3 | 7 | 8760 | 480 | 95 | 0.0155 | 0.15 | 0.5595 | 2.3161 | 0.52716 | 1.789
| 1085 | 3 | 7 | 8760 | 480 | 95 | 0.0155 | 0.15 | 0.5595 | 2.3161 | 0.52716 | 1.789
| 1086 | 3 | 7 | 8760 | 480 | 95 | 0.0155 | 0.15 | 0.5595 | 2.3161 | 0.52716 | 1.789
| 1087 | 3 | 7 | 8760 | 480 | 95 | 0.0155 | 0.15 | 0.5595 | 2.3161 | 0.52716 | 1.789
| 1088 | 3 | 7 | 8760 | 480 | 95 | 0.0155 | 0.15 | 0.5595 | 2.3161 | 0.52716 | 1.789
| 1089 | 3 | 7 | 8760 | 480 | 95 | 0.0155 | 0.15 | 0.5595 | 2.3161 | 0.52716 | 1.789
| 1090 | 3 | 7 | 8760 | 480 | 95 | 0.0155 | 0.15 | 0.5595 | 2.3161 | 0.52716 | 1.789
| 1091 | 3 | 7 | 8760 | 480 | 95 | 0.0155 | 0.15 | 0.5595 | 2.3161 | 0.52716 | 1.789
| 1092 | 3 | 7 | 8760 | 480 | 95 | 0.0155 | 0.15 | 0.5595 | 2.3161 | 0.52716 | 1.789
| 1093 | 3 | 7 | 8760 | 480 | 95 | 0.0155 | 0.15 | 0.5595 | 2.3161 | 0.52716 | 1.789
| 1094 | 4 | 7 | 8760 | 670 | 125 | 0.0155 | 0.15 | 0.5595 | 3.2329 | 0.69363 | 2.5393
| 1095 | 4 | 7 | 8760 | 670 | 125 | 0.0155 | 0.15 | 0.5595 | 3.2329 | 0.69363 | 2.5393
| 1096 | 4 | 7 | 8760 | 670 | 125 | 0.0155 | 0.15 | 0.5595 | 3.2329 | 0.69363 | 2.5393
| 1097 | 4 | 7 | 8760 | 670 | 125 | 0.0155 | 0.15 | 0.5595 | 3.2329 | 0.69363 | 2.5393
| 1098 | 4 | 7 | 8760 | 670 | 125 | 0.0155 | 0.15 | 0.5595 | 3.2329 | 0.69363 | 2.5393
| 1099 | 4 | 7 | 8760 | 670 | 125 | 0.0155 | 0.15 | 0.5595 | 3.2329 | 0.69363 | 2.5393
| 1100 | 4 | 7 | 8760 | 670 | 125 | 0.0155 | 0.15 | 0.5595 | 3.2329 | 0.69363 | 2.5393
| 1101 | 4 | 7 | 8760 | 670 | 125 | 0.0155 | 0.15 | 0.5595 | 3.2329 | 0.69363 | 2.5393
| 1102 | 4 | 7 | 8760 | 670 | 125 | 0.0155 | 0.15 | 0.5595 | 3.2329 | 0.69363 | 2.5393
| 1103 | 4 | 7 | 8760 | 670 | 125 | 0.0155 | 0.15 | 0.5595 | 3.2329 | 0.69363 | 2.5393
| 1104 | 4 | 7 | 8760 | 670 | 125 | 0.0155 | 0.15 | 0.5595 | 3.2329 | 0.69363 | 2.5393
| 1105 | 4 | 7 | 8760 | 670 | 125 | 0.0155 | 0.15 | 0.5595 | 3.2329 | 0.69363 | 2.5393
| 1106 | 4 | 7 | 8760 | 670 | 125 | 0.0155 | 0.15 | 0.5595 | 3.2329 | 0.69363 | 2.5393
| 1107 | 4 | 7 | 8760 | 670 | 125 | 0.0155 | 0.15 | 0.5595 | 3.2329 | 0.69363 | 2.5393
| 1108 | 4 | 7 | 8760 | 670 | 125 | 0.0155 | 0.15 | 0.5595 | 3.2329 | 0.69363 | 2.5393
| 1109 | 4 | 7 | 8760 | 670 | 125 | 0.0155 | 0.15 | 0.5595 | 3.2329 | 0.69363 | 2.5393
| 1110 | 4 | 7 | 8760 | 670 | 125 | 0.0155 | 0.15 | 0.5595 | 3.2329 | 0.69363 | 2.5393
| 1111 | 4 | 7 | 8760 | 670 | 125 | 0.0155 | 0.15 | 0.5595 | 3.2329 | 0.69363 | 2.5393
| 1112 | 4 | 7 | 8760 | 670 | 125 | 0.0155 | 0.15 | 0.5595 | 3.2329 | 0.69363 | 2.5393
| 1113 | 4 | 7 | 8760 | 670 | 125 | 0.0155 | 0.15 | 0.5595 | 3.2329 | 0.69363 | 2.5393
| 1114 | 4 | 7 | 8760 | 670 | 125 | 0.0155 | 0.15 | 0.5595 | 3.2329 | 0.69363 | 2.5393
| 1115 | 4 | 7 | 8760 | 670 | 125 | 0.0155 | 0.15 | 0.5595 | 3.2329 | 0.69363 | 2.5393
| 1116 | 4 | 7 | 8760 | 670 | 125 | 0.0155 | 0.15 | 0.5595 | 3.2329 | 0.69363 | 2.5393
| 1117 | 4 | 7 | 8760 | 670 | 125 | 0.0155 | 0.15 | 0.5595 | 3.2329 | 0.69363 | 2.5393
| 1118 | 4 | 7 | 8760 | 670 | 125 | 0.0155 | 0.15 | 0.5595 | 3.2329 | 0.69363 | 2.5393
| 1119 | 4 | 7 | 8760 | 670 | 125 | 0.0155 | 0.15 | 0.5595 | 3.2329 | 0.69363 | 2.5393
| 1120 | 4 | 7 | 8760 | 670 | 125 | 0.0155 | 0.15 | 0.5595 | 3.2329 | 0.69363 | 2.5393
| 1121 | 4 | 7 | 8760 | 670 | 125 | 0.0155 | 0.15 | 0.5595 | 3.2329 | 0.69363 | 2.5393
| 1122 | 4 | 7 | 8760 | 670 | 125 | 0.0155 | 0.15 | 0.5595 | 3.2329 | 0.69363 | 2.5393
| 1123 | 4 | 7 | 8760 | 670 | 125 | 0.0155 | 0.15 | 0.5595 | 3.2329 | 0.69363 | 2.5393
| 1124 | 4 | 7 | 8760 | 670 | 125 | 0.0155 | 0.15 | 0.5595 | 3.2329 | 0.69363 | 2.5393
| 1125 | 4 | 7 | 8760 | 670 | 125 | 0.0155 | 0.15 | 0.5595 | 3.2329 | 0.69363 | 2.5393
| 1126 | 4 | 7 | 8760 | 670 | 125 | 0.0155 | 0.15 | 0.5595 | 3.2329 | 0.69363 | 2.5393
| 1127 | 4 | 7 | 8760 | 670 | 125 | 0.0155 | 0.15 | 0.5595 | 3.2329 | 0.69363 | 2.5393
| 1128 | 4 | 7 | 8760 | 670 | 125 | 0.0155 | 0.15 | 0.5595 | 3.2329 | 0.69363 | 2.5393
| 1129 | 4 | 7 | 8760 | 670 | 125 | 0.0155 | 0.15 | 0.5595 | 3.2329 | 0.69363 | 2.5393
| 1130 | 4 | 7 | 8760 | 670 | 125 | 0.0155 | 0.15 | 0.5595 | 3.2329 | 0.69363 | 2.5393
| 1131 | 4 | 7 | 8760 | 670 | 125 | 0.0155 | 0.15 | 0.5595 | 3.2329 | 0.69363 | 2.5393
| 1132 | 4 | 7 | 8760 | 670 | 125 | 0.0155 | 0.15 | 0.5595 | 3.2329 | 0.69363 | 2.5393
| 1133 | 4 | 7 | 8760 | 670 | 125 | 0.0155 | 0.15 | 0.5595 | 3.2329 | 0.69363 | 2.5393
| 1134 | 4 | 7 | 8760 | 670 | 125 | 0.0155 | 0.15 | 0.5595 | 3.2329 | 0.69363 | 2.5393
| 1135 | 5 | 7 | 8760 | 750 | 145 | 0.0155 | 0.15 | 0.5595 | 3.6189 | 0.80461 | 2.8143
| 1136 | 5 | 7 | 8760 | 750 | 145 | 0.0155 | 0.15 | 0.5595 | 3.6189 | 0.80461 | 2.8143
| 1137 | 5 | 7 | 8760 | 750 | 145 | 0.0155 | 0.15 | 0.5595 | 3.6189 | 0.80461 | 2.8143
| 1138 | 6 | 7 | 8760 | 900 | 165 | 0.0155 | 0.15 | 0.5595 | 4.3427 | 0.91559 | 3.4271
| 1139 | 6 | 7 | 8760 | 900 | 165 | 0.0155 | 0.15 | 0.5595 | 4.3427 | 0.91559 | 3.4271
| 1140 | 6 | 7 | 8760 | 900 | 165 | 0.0155 | 0.15 | 0.5595 | 4.3427 | 0.91559 | 3.4271
| 1141 | 6 | 7 | 8760 | 900 | 165 | 0.0155 | 0.15 | 0.5595 | 4.3427 | 0.91559 | 3.4271
| 1142 | 7 | 7 | 8760 | 1000 | 220 | 0.0155 | 0.15 | 0.5595 | 4.8253 | 1.2208 | 3.6045
| 1143 | 7 | 7 | 8760 | 1000 | 220 | 0.0155 | 0.15 | 0.5595 | 4.8253 | 1.2208 | 3.6045
| 1144 | 8 | 7 | 8760 | 1200 | 270 | 0.0155 | 0.15 | 0.5595 | 5.7903 | 1.4982 | 4.2921
| 1145 | 8 | 7 | 8760 | 1200 | 270 | 0.0155 | 0.15 | 0.5595 | 5.7903 | 1.4982 | 4.2921
| 1146 | 8 | 7 | 8760 | 1200 | 270 | 0.0155 | 0.15 | 0.5595 | 5.7903 | 1.4982 | 4.2921
| 1147 | 8 | 7 | 8760 | 1200 | 270 | 0.0155 | 0.15 | 0.5595 | 5.7903 | 1.4982 | 4.2921
| 1148 | 1 | 7 | 8760 | 210 | 56 | 0.0155 | 0.15 | 0.5595 | 1.0133 | 0.31075 | 0.70256
| 1149 | 1 | 7 | 8760 | 210 | 56 | 0.0155 | 0.15 | 0.5595 | 1.0133 | 0.31075 | 0.70256
| 1150 | 2 | 7 | 8760 | 340 | 75 | 0.0155 | 0.15 | 0.5595 | 1.6406 | 0.41618 | 1.2244
| 1151 | 2 | 7 | 8760 | 340 | 75 | 0.0155 | 0.15 | 0.5595 | 1.6406 | 0.41618 | 1.2244
| 1152 | 2 | 7 | 8760 | 340 | 75 | 0.0155 | 0.15 | 0.5595 | 1.6406 | 0.41618 | 1.2244
| 1153 | 2 | 7 | 8760 | 340 | 75 | 0.0155 | 0.15 | 0.5595 | 1.6406 | 0.41618 | 1.2244
| 1154 | 2 | 7 | 8760 | 340 | 75 | 0.0155 | 0.15 | 0.5595 | 1.6406 | 0.41618 | 1.2244
| 1155 | 2 | 7 | 8760 | 340 | 75 | 0.0155 | 0.15 | 0.5595 | 1.6406 | 0.41618 | 1.2244
| 1156 | 2 | 7 | 8760 | 340 | 75 | 0.0155 | 0.15 | 0.5595 | 1.6406 | 0.41618 | 1.2244
| 1157 | 2 | 7 | 8760 | 340 | 75 | 0.0155 | 0.15 | 0.5595 | 1.6406 | 0.41618 | 1.2244
| 1158 | 3 | 7 | 8760 | 480 | 95 | 0.0155 | 0.15 | 0.5595 | 2.3161 | 0.52716 | 1.789
| 1159 | 3 | 7 | 8760 | 480 | 95 | 0.0155 | 0.15 | 0.5595 | 2.3161 | 0.52716 | 1.789
| 1160 | 3 | 7 | 8760 | 480 | 95 | 0.0155 | 0.15 | 0.5595 | 2.3161 | 0.52716 | 1.789
| 1161 | 3 | 7 | 8760 | 480 | 95 | 0.0155 | 0.15 | 0.5595 | 2.3161 | 0.52716 | 1.789
| 1162 | 3 | 7 | 8760 | 480 | 95 | 0.0155 | 0.15 | 0.5595 | 2.3161 | 0.52716 | 1.789
| 1163 | 3 | 7 | 8760 | 480 | 95 | 0.0155 | 0.15 | 0.5595 | 2.3161 | 0.52716 | 1.789
| 1164 | 3 | 7 | 8760 | 480 | 95 | 0.0155 | 0.15 | 0.5595 | 2.3161 | 0.52716 | 1.789
| 1165 | 3 | 7 | 8760 | 480 | 95 | 0.0155 | 0.15 | 0.5595 | 2.3161 | 0.52716 | 1.789
| 1166 | 4 | 7 | 8760 | 670 | 125 | 0.0155 | 0.15 | 0.5595 | 3.2329 | 0.69363 | 2.5393
| 1167 | 4 | 7 | 8760 | 670 | 125 | 0.0155 | 0.15 | 0.5595 | 3.2329 | 0.69363 | 2.5393
| 1168 | 4 | 7 | 8760 | 670 | 125 | 0.0155 | 0.15 | 0.5595 | 3.2329 | 0.69363 | 2.5393
| 1169 | 4 | 7 | 8760 | 670 | 125 | 0.0155 | 0.15 | 0.5595 | 3.2329 | 0.69363 | 2.5393
| 1170 | 1 | 8 | 8760 | 210 | 56 | 0.0155 | 0.15 | 0.5595 | 1.0133 | 0.31075 | 0.70256
| 1171 | 1 | 8 | 8760 | 210 | 56 | 0.0155 | 0.15 | 0.5595 | 1.0133 | 0.31075 | 0.70256
| 1172 | 1 | 8 | 8760 | 210 | 56 | 0.0155 | 0.15 | 0.5595 | 1.0133 | 0.31075 | 0.70256
| 1173 | 2 | 8 | 8760 | 340 | 75 | 0.0155 | 0.15 | 0.5595 | 1.6406 | 0.41618 | 1.2244
| 1174 | 2 | 8 | 8760 | 340 | 75 | 0.0155 | 0.15 | 0.5595 | 1.6406 | 0.41618 | 1.2244
| 1175 | 3 | 8 | 8760 | 480 | 95 | 0.0155 | 0.15 | 0.5595 | 2.3161 | 0.52716 | 1.789
| 1176 | 3 | 8 | 8760 | 480 | 95 | 0.0155 | 0.15 | 0.5595 | 2.3161 | 0.52716 | 1.789
| 1177 | 4 | 8 | 8760 | 670 | 125 | 0.0155 | 0.15 | 0.5595 | 3.2329 | 0.69363 | 2.5393
| 1178 | 4 | 8 | 8760 | 670 | 125 | 0.0155 | 0.15 | 0.5595 | 3.2329 | 0.69363 | 2.5393
| 1179 | 4 | 8 | 8760 | 670 | 125 | 0.0155 | 0.15 | 0.5595 | 3.2329 | 0.69363 | 2.5393
| 1180 | 1 | 9 | 8760 | 210 | 56 | 0.0155 | 0.15 | 0.5595 | 1.0133 | 0.31075 | 0.70256
| 1181 | 1 | 9 | 8760 | 210 | 56 | 0.0155 | 0.15 | 0.5595 | 1.0133 | 0.31075 | 0.70256
| 1182 | 1 | 9 | 8760 | 210 | 56 | 0.0155 | 0.15 | 0.5595 | 1.0133 | 0.31075 | 0.70256
| 1183 | 2 | 9 | 8760 | 340 | 75 | 0.0155 | 0.15 | 0.5595 | 1.6406 | 0.41618 | 1.2244
| 1184 | 2 | 9 | 8760 | 340 | 75 | 0.0155 | 0.15 | 0.5595 | 1.6406 | 0.41618 | 1.2244
| 1185 | 2 | 9 | 8760 | 340 | 75 | 0.0155 | 0.15 | 0.5595 | 1.6406 | 0.41618 | 1.2244
| 1186 | 3 | 9 | 8760 | 480 | 95 | 0.0155 | 0.15 | 0.5595 | 2.3161 | 0.52716 | 1.789
| 1187 | 3 | 9 | 8760 | 480 | 95 | 0.0155 | 0.15 | 0.5595 | 2.3161 | 0.52716 | 1.789
| 1188 | 3 | 9 | 8760 | 480 | 95 | 0.0155 | 0.15 | 0.5595 | 2.3161 | 0.52716 | 1.789
| 1189 | 4 | 9 | 8760 | 670 | 125 | 0.0155 | 0.15 | 0.5595 | 3.2329 | 0.69363 | 2.5393
| 1190 | 4 | 9 | 8760 | 670 | 125 | 0.0155 | 0.15 | 0.5595 | 3.2329 | 0.69363 | 2.5393
| 1191 | 4 | 9 | 8760 | 670 | 125 | 0.0155 | 0.15 | 0.5595 | 3.2329 | 0.69363 | 2.5393
| 1192 | 1 | 10 | 8760 | 210 | 56 | 0.0155 | 0.15 | 0.5595 | 1.0133 | 0.31075 | 0.70256
| 1193 | 1 | 10 | 8760 | 210 | 56 | 0.0155 | 0.15 | 0.5595 | 1.0133 | 0.31075 | 0.70256
| 1194 | 1 | 10 | 8760 | 210 | 56 | 0.0155 | 0.15 | 0.5595 | 1.0133 | 0.31075 | 0.70256
| 1195 | 2 | 10 | 8760 | 340 | 75 | 0.0155 | 0.15 | 0.5595 | 1.6406 | 0.41618 | 1.2244
| 1196 | 2 | 10 | 8760 | 340 | 75 | 0.0155 | 0.15 | 0.5595 | 1.6406 | 0.41618 | 1.2244
| 1197 | 2 | 10 | 8760 | 340 | 75 | 0.0155 | 0.15 | 0.5595 | 1.6406 | 0.41618 | 1.2244
| 1198 | 3 | 10 | 8760 | 480 | 95 | 0.0155 | 0.15 | 0.5595 | 2.3161 | 0.52716 | 1.789
| 1199 | 3 | 10 | 8760 | 480 | 95 | 0.0155 | 0.15 | 0.5595 | 2.3161 | 0.52716 | 1.789
| 1200 | 3 | 10 | 8760 | 480 | 95 | 0.0155 | 0.15 | 0.5595 | 2.3161 | 0.52716 | 1.789
| 1201 | 4 | 10 | 8760 | 670 | 125 | 0.0155 | 0.15 | 0.5595 | 3.2329 | 0.69363 | 2.5393
| 1202 | 4 | 10 | 8760 | 670 | 125 | 0.0155 | 0.15 | 0.5595 | 3.2329 | 0.69363 | 2.5393
| 1203 | 4 | 10 | 8760 | 670 | 125 | 0.0155 | 0.15 | 0.5595 | 3.2329 | 0.69363 | 2.5393
| 1204 | 1 | 11 | 8760 | 210 | 56 | 0.0155 | 0.15 | 0.5595 | 1.0133 | 0.31075 | 0.70256
| 1205 | 1 | 11 | 8760 | 210 | 56 | 0.0155 | 0.15 | 0.5595 | 1.0133 | 0.31075 | 0.70256
| 1206 | 1 | 11 | 8760 | 210 | 56 | 0.0155 | 0.15 | 0.5595 | 1.0133 | 0.31075 | 0.70256
| 1207 | 2 | 11 | 8760 | 340 | 75 | 0.0155 | 0.15 | 0.5595 | 1.6406 | 0.41618 | 1.2244
| 1208 | 2 | 11 | 8760 | 340 | 75 | 0.0155 | 0.15 | 0.5595 | 1.6406 | 0.41618 | 1.2244
| 1209 | 2 | 11 | 8760 | 340 | 75 | 0.0155 | 0.15 | 0.5595 | 1.6406 | 0.41618 | 1.2244
| 1210 | 2 | 11 | 8760 | 340 | 75 | 0.0155 | 0.15 | 0.5595 | 1.6406 | 0.41618 | 1.2244
| 1211 | 2 | 11 | 8760 | 340 | 75 | 0.0155 | 0.15 | 0.5595 | 1.6406 | 0.41618 | 1.2244
| 1212 | 2 | 11 | 8760 | 340 | 75 | 0.0155 | 0.15 | 0.5595 | 1.6406 | 0.41618 | 1.2244
| 1213 | 3 | 11 | 8760 | 480 | 95 | 0.0155 | 0.15 | 0.5595 | 2.3161 | 0.52716 | 1.789
| 1214 | 3 | 11 | 8760 | 480 | 95 | 0.0155 | 0.15 | 0.5595 | 2.3161 | 0.52716 | 1.789
| 1215 | 3 | 11 | 8760 | 480 | 95 | 0.0155 | 0.15 | 0.5595 | 2.3161 | 0.52716 | 1.789
| 1216 | 3 | 11 | 8760 | 480 | 95 | 0.0155 | 0.15 | 0.5595 | 2.3161 | 0.52716 | 1.789
| 1217 | 3 | 11 | 8760 | 480 | 95 | 0.0155 | 0.15 | 0.5595 | 2.3161 | 0.52716 | 1.789
| 1218 | 3 | 11 | 8760 | 480 | 95 | 0.0155 | 0.15 | 0.5595 | 2.3161 | 0.52716 | 1.789
| 1219 | 4 | 11 | 8760 | 670 | 125 | 0.0155 | 0.15 | 0.5595 | 3.2329 | 0.69363 | 2.5393
| 1220 | 4 | 11 | 8760 | 670 | 125 | 0.0155 | 0.15 | 0.5595 | 3.2329 | 0.69363 | 2.5393
| 1221 | 4 | 11 | 8760 | 670 | 125 | 0.0155 | 0.15 | 0.5595 | 3.2329 | 0.69363 | 2.5393
| 1222 | 4 | 11 | 8760 | 670 | 125 | 0.0155 | 0.15 | 0.5595 | 3.2329 | 0.69363 | 2.5393
| 1223 | 1 | 12 | 8760 | 210 | 56 | 0.0155 | 0.15 | 0.5595 | 1.0133 | 0.31075 | 0.70256
| 1224 | 1 | 12 | 8760 | 210 | 56 | 0.0155 | 0.15 | 0.5595 | 1.0133 | 0.31075 | 0.70256
| 1225 | 1 | 12 | 8760 | 210 | 56 | 0.0155 | 0.15 | 0.5595 | 1.0133 | 0.31075 | 0.70256
| 1226 | 1 | 12 | 8760 | 210 | 56 | 0.0155 | 0.15 | 0.5595 | 1.0133 | 0.31075 | 0.70256
| 1227 | 2 | 12 | 8760 | 340 | 75 | 0.0155 | 0.15 | 0.5595 | 1.6406 | 0.41618 | 1.2244
| 1228 | 2 | 12 | 8760 | 340 | 75 | 0.0155 | 0.15 | 0.5595 | 1.6406 | 0.41618 | 1.2244
| 1229 | 2 | 12 | 8760 | 340 | 75 | 0.0155 | 0.15 | 0.5595 | 1.6406 | 0.41618 | 1.2244
| 1230 | 2 | 12 | 8760 | 340 | 75 | 0.0155 | 0.15 | 0.5595 | 1.6406 | 0.41618 | 1.2244
| 1231 | 3 | 12 | 8760 | 480 | 95 | 0.0155 | 0.15 | 0.5595 | 2.3161 | 0.52716 | 1.789
| 1232 | 3 | 12 | 8760 | 480 | 95 | 0.0155 | 0.15 | 0.5595 | 2.3161 | 0.52716 | 1.789
| 1233 | 3 | 12 | 8760 | 480 | 95 | 0.0155 | 0.15 | 0.5595 | 2.3161 | 0.52716 | 1.789
| 1234 | 3 | 12 | 8760 | 480 | 95 | 0.0155 | 0.15 | 0.5595 | 2.3161 | 0.52716 | 1.789
| 1235 | 4 | 12 | 8760 | 670 | 125 | 0.0155 | 0.15 | 0.5595 | 3.2329 | 0.69363 | 2.5393
| 1236 | 4 | 12 | 8760 | 670 | 125 | 0.0155 | 0.15 | 0.5595 | 3.2329 | 0.69363 | 2.5393
| 1237 | 4 | 12 | 8760 | 670 | 125 | 0.0155 | 0.15 | 0.5595 | 3.2329 | 0.69363 | 2.5393
| 1238 | 1 | 13 | 8760 | 210 | 56 | 0.0155 | 0.15 | 0.5595 | 1.0133 | 0.31075 | 0.70256
| 1239 | 1 | 13 | 8760 | 210 | 56 | 0.0155 | 0.15 | 0.5595 | 1.0133 | 0.31075 | 0.70256
| 1240 | 1 | 13 | 8760 | 210 | 56 | 0.0155 | 0.15 | 0.5595 | 1.0133 | 0.31075 | 0.70256
| 1241 | 2 | 13 | 8760 | 340 | 75 | 0.0155 | 0.15 | 0.5595 | 1.6406 | 0.41618 | 1.2244
| 1242 | 2 | 13 | 8760 | 340 | 75 | 0.0155 | 0.15 | 0.5595 | 1.6406 | 0.41618 | 1.2244
| 1243 | 2 | 13 | 8760 | 340 | 75 | 0.0155 | 0.15 | 0.5595 | 1.6406 | 0.41618 | 1.2244
| 1244 | 3 | 13 | 8760 | 480 | 95 | 0.0155 | 0.15 | 0.5595 | 2.3161 | 0.52716 | 1.789
| 1245 | 3 | 13 | 8760 | 480 | 95 | 0.0155 | 0.15 | 0.5595 | 2.3161 | 0.52716 | 1.789
| 1246 | 3 | 13 | 8760 | 480 | 95 | 0.0155 | 0.15 | 0.5595 | 2.3161 | 0.52716 | 1.789
| 1247 | 4 | 13 | 8760 | 670 | 125 | 0.0155 | 0.15 | 0.5595 | 3.2329 | 0.69363 | 2.5393
| 1248 | 4 | 13 | 8760 | 670 | 125 | 0.0155 | 0.15 | 0.5595 | 3.2329 | 0.69363 | 2.5393
| 1249 | 4 | 13 | 8760 | 670 | 125 | 0.0155 | 0.15 | 0.5595 | 3.2329 | 0.69363 | 2.5393
| 1250 | 1 | 14 | 8760 | 210 | 56 | 0.0155 | 0.15 | 0.5595 | 1.0133 | 0.31075 | 0.70256
| 1251 | 1 | 14 | 8760 | 210 | 56 | 0.0155 | 0.15 | 0.5595 | 1.0133 | 0.31075 | 0.70256
| 1252 | 2 | 14 | 8760 | 340 | 75 | 0.0155 | 0.15 | 0.5595 | 1.6406 | 0.41618 | 1.2244
| 1253 | 2 | 14 | 8760 | 340 | 75 | 0.0155 | 0.15 | 0.5595 | 1.6406 | 0.41618 | 1.2244
| 1254 | 2 | 14 | 8760 | 340 | 75 | 0.0155 | 0.15 | 0.5595 | 1.6406 | 0.41618 | 1.2244
| 1255 | 2 | 14 | 8760 | 340 | 75 | 0.0155 | 0.15 | 0.5595 | 1.6406 | 0.41618 | 1.2244
| 1256 | 3 | 14 | 8760 | 480 | 95 | 0.0155 | 0.15 | 0.5595 | 2.3161 | 0.52716 | 1.789
| 1257 | 3 | 14 | 8760 | 480 | 95 | 0.0155 | 0.15 | 0.5595 | 2.3161 | 0.52716 | 1.789
| 1258 | 3 | 14 | 8760 | 480 | 95 | 0.0155 | 0.15 | 0.5595 | 2.3161 | 0.52716 | 1.789
| 1259 | 3 | 14 | 8760 | 480 | 95 | 0.0155 | 0.15 | 0.5595 | 2.3161 | 0.52716 | 1.789
| 1260 | 4 | 14 | 8760 | 670 | 125 | 0.0155 | 0.15 | 0.5595 | 3.2329 | 0.69363 | 2.5393
| 1261 | 4 | 14 | 8760 | 670 | 125 | 0.0155 | 0.15 | 0.5595 | 3.2329 | 0.69363 | 2.5393
| 1262 | 4 | 14 | 8760 | 670 | 125 | 0.0155 | 0.15 | 0.5595 | 3.2329 | 0.69363 | 2.5393
| 1263 | 4 | 14 | 8760 | 670 | 125 | 0.0155 | 0.15 | 0.5595 | 3.2329 | 0.69363 | 2.5393
| 1264 | 1 | 15 | 8760 | 210 | 56 | 0.0155 | 0.15 | 0.5595 | 1.0133 | 0.31075 | 0.70256
| 1265 | 1 | 15 | 8760 | 210 | 56 | 0.0155 | 0.15 | 0.5595 | 1.0133 | 0.31075 | 0.70256
| 1266 | 1 | 15 | 8760 | 210 | 56 | 0.0155 | 0.15 | 0.5595 | 1.0133 | 0.31075 | 0.70256
| 1267 | 2 | 15 | 8760 | 340 | 75 | 0.0155 | 0.15 | 0.5595 | 1.6406 | 0.41618 | 1.2244
| 1268 | 2 | 15 | 8760 | 340 | 75 | 0.0155 | 0.15 | 0.5595 | 1.6406 | 0.41618 | 1.2244
| 1269 | 2 | 15 | 8760 | 340 | 75 | 0.0155 | 0.15 | 0.5595 | 1.6406 | 0.41618 | 1.2244
| 1270 | 1 | 16 | 8760 | 210 | 56 | 0.0155 | 0.15 | 0.5595 | 1.0133 | 0.31075 | 0.70256
| 1271 | 1 | 16 | 8760 | 210 | 56 | 0.0155 | 0.15 | 0.5595 | 1.0133 | 0.31075 | 0.70256
| 1272 | 1 | 16 | 8760 | 210 | 56 | 0.0155 | 0.15 | 0.5595 | 1.0133 | 0.31075 | 0.70256
| 1273 | 2 | 16 | 8760 | 340 | 75 | 0.0155 | 0.15 | 0.5595 | 1.6406 | 0.41618 | 1.2244
| 1274 | 2 | 16 | 8760 | 340 | 75 | 0.0155 | 0.15 | 0.5595 | 1.6406 | 0.41618 | 1.2244
| 1275 | 2 | 16 | 8760 | 340 | 75 | 0.0155 | 0.15 | 0.5595 | 1.6406 | 0.41618 | 1.2244
| 1276 | 2 | 16 | 8760 | 340 | 75 | 0.0155 | 0.15 | 0.5595 | 1.6406 | 0.41618 | 1.2244
| 1277 | 3 | 16 | 8760 | 480 | 95 | 0.0155 | 0.15 | 0.5595 | 2.3161 | 0.52716 | 1.789
| 1278 | 3 | 16 | 8760 | 480 | 95 | 0.0155 | 0.15 | 0.5595 | 2.3161 | 0.52716 | 1.789
| 1279 | 3 | 16 | 8760 | 480 | 95 | 0.0155 | 0.15 | 0.5595 | 2.3161 | 0.52716 | 1.789
| 1280 | 3 | 16 | 8760 | 480 | 95 | 0.0155 | 0.15 | 0.5595 | 2.3161 | 0.52716 | 1.789
| 1281 | 4 | 16 | 8760 | 670 | 125 | 0.0155 | 0.15 | 0.5595 | 3.2329 | 0.69363 | 2.5393
| 1282 | 4 | 16 | 8760 | 670 | 125 | 0.0155 | 0.15 | 0.5595 | 3.2329 | 0.69363 | 2.5393
| 1283 | 4 | 16 | 8760 | 670 | 125 | 0.0155 | 0.15 | 0.5595 | 3.2329 | 0.69363 | 2.5393
| 1284 | 1 | 17 | 8760 | 210 | 56 | 0.0155 | 0.15 | 0.5595 | 1.0133 | 0.31075 | 0.70256
| 1285 | 1 | 17 | 8760 | 210 | 56 | 0.0155 | 0.15 | 0.5595 | 1.0133 | 0.31075 | 0.70256
| 1286 | 1 | 17 | 8760 | 210 | 56 | 0.0155 | 0.15 | 0.5595 | 1.0133 | 0.31075 | 0.70256
| 1287 | 1 | 17 | 8760 | 210 | 56 | 0.0155 | 0.15 | 0.5595 | 1.0133 | 0.31075 | 0.70256
| 1288 | 1 | 17 | 8760 | 210 | 56 | 0.0155 | 0.15 | 0.5595 | 1.0133 | 0.31075 | 0.70256
| 1289 | 1 | 17 | 8760 | 210 | 56 | 0.0155 | 0.15 | 0.5595 | 1.0133 | 0.31075 | 0.70256
| 1290 | 1 | 17 | 8760 | 210 | 56 | 0.0155 | 0.15 | 0.5595 | 1.0133 | 0.31075 | 0.70256
| 1291 | 1 | 17 | 8760 | 210 | 56 | 0.0155 | 0.15 | 0.5595 | 1.0133 | 0.31075 | 0.70256
| 1292 | 2 | 17 | 8760 | 340 | 75 | 0.0155 | 0.15 | 0.5595 | 1.6406 | 0.41618 | 1.2244
| 1293 | 2 | 17 | 8760 | 340 | 75 | 0.0155 | 0.15 | 0.5595 | 1.6406 | 0.41618 | 1.2244
| 1294 | 2 | 17 | 8760 | 340 | 75 | 0.0155 | 0.15 | 0.5595 | 1.6406 | 0.41618 | 1.2244
| 1295 | 3 | 17 | 8760 | 480 | 95 | 0.0155 | 0.15 | 0.5595 | 2.3161 | 0.52716 | 1.789
| 1296 | 3 | 17 | 8760 | 480 | 95 | 0.0155 | 0.15 | 0.5595 | 2.3161 | 0.52716 | 1.789
| 1297 | 3 | 17 | 8760 | 480 | 95 | 0.0155 | 0.15 | 0.5595 | 2.3161 | 0.52716 | 1.789
| 1298 | 4 | 17 | 8760 | 670 | 125 | 0.0155 | 0.15 | 0.5595 | 3.2329 | 0.69363 | 2.5393
| 1299 | 4 | 17 | 8760 | 670 | 125 | 0.0155 | 0.15 | 0.5595 | 3.2329 | 0.69363 | 2.5393
| 1300 | 2 | 18 | 8760 | 340 | 75 | 0.0155 | 0.15 | 0.5595 | 1.6406 | 0.41618 | 1.2244
| 1301 | 2 | 18 | 8760 | 340 | 75 | 0.0155 | 0.15 | 0.5595 | 1.6406 | 0.41618 | 1.2244
| 1302 | 2 | 18 | 8760 | 340 | 75 | 0.0155 | 0.15 | 0.5595 | 1.6406 | 0.41618 | 1.2244
| 1303 | 3 | 18 | 8760 | 480 | 95 | 0.0155 | 0.15 | 0.5595 | 2.3161 | 0.52716 | 1.789
| 1304 | 3 | 18 | 8760 | 480 | 95 | 0.0155 | 0.15 | 0.5595 | 2.3161 | 0.52716 | 1.789
| 1305 | 3 | 18 | 8760 | 480 | 95 | 0.0155 | 0.15 | 0.5595 | 2.3161 | 0.52716 | 1.789
| 1306 | 4 | 18 | 8760 | 670 | 125 | 0.0155 | 0.15 | 0.5595 | 3.2329 | 0.69363 | 2.5393
| 1307 | 4 | 18 | 8760 | 670 | 125 | 0.0155 | 0.15 | 0.5595 | 3.2329 | 0.69363 | 2.5393
| 1308 | [5 empty] | 0.0155 |  | 0.5595 | 0 | 0 | 0
| 1309 | [5 empty] | 0.0155 |  | 0.5595 | 0 | 0 | 0
| 1310 | [5 empty] | 0.0155 |  | 0.5595 | 0 | 0 | 0
| 1311 | [5 empty] | 0.0155 |  | 0.5595 | 0 | 0 | 0
| 1312 | [5 empty] | 0.0155 |  | 0.5595 | 0 | 0 | 0
| 1313 | [5 empty] | 0.0155 |  | 0.5595 | 0 | 0 | 0
| 1314 | [5 empty] | 0.0155 |  | 0.5595 | 0 | 0 | 0
| 1315 | [5 empty] | 0.0155 |  | 0.5595 | 0 | 0 | 0
| 1316 | [5 empty] | 0.0155 |  | 0.5595 | 0 | 0 | 0
| 1317 | [5 empty] | 0.0155 |  | 0.5595 | 0 | 0 | 0
| 1318 | [5 empty] | 0.0155 |  | 0.5595 | 0 | 0 | 0
| 1319 | [5 empty] | 0.0155 |  | 0.5595 | 0 | 0 | 0
| 1320 | [5 empty] | 0.0155 |  | 0.5595 | 0 | 0 | 0
| 1321 | [5 empty] | 0.0155 |  | 0.5595 | 0 | 0 | 0
| 1322 | [5 empty] | 0.0155 |  | 0.5595 | 0 | 0 | 0
| 1323 | [5 empty] | 0.0155 |  | 0.5595 | 0 | 0 | 0
| 1324 | [5 empty] | 0.0155 |  | 0.5595 | 0 | 0 | 0
| 1325 | [5 empty] | 0.0155 |  | 0.5595 | 0 | 0 | 0
| 1326 | [5 empty] | 0.0155 |  | 0.5595 | 0 | 0 | 0
| 1327 | [5 empty] | 0.0155 |  | 0.5595 | 0 | 0 | 0
| 1328 | [5 empty] | 0.0155 |  | 0.5595 | 0 | 0 | 0
| 1329 | [5 empty] | 0.0155 |  | 0.5595 | 0 | 0 | 0
| 1330 | [5 empty] | 0.0155 |  | 0.5595 | 0 | 0 | 0
| 1331 | [5 empty] | 0.0155 |  | 0.5595 | 0 | 0 | 0
| 1332 | [5 empty] | 0.0155 |  | 0.5595 | 0 | 0 | 0
| 1333 | [5 empty] | 0.0155 |  | 0.5595 | 0 | 0 | 0
| 1334 | [5 empty] | 0.0155 |  | 0.5595 | 0 | 0 | 0
| 1335 | [5 empty] | 0.0155 |  | 0.5595 | 0 | 0 | 0
| 1336 | [5 empty] | 0.0155 |  | 0.5595 | 0 | 0 | 0
| 1337 | [5 empty] | 0.0155 |  | 0.5595 | 0 | 0 | 0
| 1338 | [5 empty] | 0.0155 |  | 0.5595 | 0 | 0 | 0
| 1339 | [5 empty] | 0.0155 |  | 0.5595 | 0 | 0 | 0
| 1340 | [5 empty] | 0.0155 |  | 0.5595 | 0 | 0 | 0
| 1341 | [5 empty] | 0.0155 |  | 0.5595 | 0 | 0 | 0
| 1342 | [5 empty] | 0.0155 |  | 0.5595 | 0 | 0 | 0
| 1343 | [5 empty] | 0.0155 |  | 0.5595 | 0 | 0 | 0
| 1344 | [5 empty] | 0.0155 |  | 0.5595 | 0 | 0 | 0
| 1345 | [5 empty] | 0.0155 |  | 0.5595 | 0 | 0 | 0
| 1346 | [5 empty] | 0.0155 |  | 0.5595 | 0 | 0 | 0
| 1347 | [5 empty] | 0.0155 |  | 0.5595 | 0 | 0 | 0
| 1348 | [5 empty] | 0.0155 |  | 0.5595 | 0 | 0 | 0
| 1349 | [5 empty] | 0.0155 |  | 0.5595 | 0 | 0 | 0
| 1350 | [5 empty] | 0.0155 |  | 0.5595 | 0 | 0 | 0
| 1351 | [5 empty] | 0.0155 |  | 0.5595 | 0 | 0 | 0
| 1352 | [5 empty] | 0.0155 |  | 0.5595 | 0 | 0 | 0
| 1353 | [5 empty] | 0.0155 |  | 0.5595 | 0 | 0 | 0
| 1354 | [5 empty] | 0.0155 |  | 0.5595 | 0 | 0 | 0
| 1355 | [5 empty] | 0.0155 |  | 0.5595 | 0 | 0 | 0
| 1356 | [5 empty] | 0.0155 |  | 0.5595 | 0 | 0 | 0
| 1357 | [5 empty] | 0.0155 |  | 0.5595 | 0 | 0 | 0
| 1358 | [5 empty] | 0.0155 |  | 0.5595 | 0 | 0 | 0
| 1359 | [5 empty] | 0.0155 |  | 0.5595 | 0 | 0 | 0
| 1360 | [5 empty] | 0.0155 |  | 0.5595 | 0 | 0 | 0
| 1361 | [5 empty] | 0.0155 |  | 0.5595 | 0 | 0 | 0
| 1362 | [5 empty] | 0.0155 |  | 0.5595 | 0 | 0 | 0
| 1363 | [5 empty] | 0.0155 |  | 0.5595 | 0 | 0 | 0
| 1364 | [5 empty] | 0.0155 |  | 0.5595 | 0 | 0 | 0
| 1365 | [5 empty] | 0.0155 |  | 0.5595 | 0 | 0 | 0
| 1366 | [5 empty] | 0.0155 |  | 0.5595 | 0 | 0 | 0
| 1367 | [5 empty] | 0.0155 |  | 0.5595 | 0 | 0 | 0
| 1368 | [5 empty] | 0.0155 |  | 0.5595 | 0 | 0 | 0
| 1369 | [5 empty] | 0.0155 |  | 0.5595 | 0 | 0 | 0
| 1370 | [5 empty] | 0.0155 |  | 0.5595 | 0 | 0 | 0
| 1371 | [5 empty] | 0.0155 |  | 0.5595 | 0 | 0 | 0
| 1372 | [5 empty] | 0.0155 |  | 0.5595 | 0 | 0 | 0
| 1373 | [5 empty] | 0.0155 |  | 0.5595 | 0 | 0 | 0
| 1374 | [5 empty] | 0.0155 |  | 0.5595 | 0 | 0 | 0
| 1375 | [5 empty] | 0.0155 |  | 0.5595 | 0 | 0 | 0
| 1376 | [5 empty] | 0.0155 |  | 0.5595 | 0 | 0 | 0
| 1377 | [5 empty] | 0.0155 |  | 0.5595 | 0 | 0 | 0
| 1378 | [5 empty] | 0.0155 |  | 0.5595 | 0 | 0 | 0
| 1379 | [5 empty] | 0.0155 |  | 0.5595 | 0 | 0 | 0
| 1380 | [5 empty] | 0.0155 |  | 0.5595 | 0 | 0 | 0
| 1381 | [5 empty] | 0.0155 |  | 0.5595 | 0 | 0 | 0
| 1382 | [5 empty] | 0.0155 |  | 0.5595 | 0 | 0 | 0
| 1383 | [5 empty] | 0.0155 |  | 0.5595 | 0 | 0 | 0
| 1384 | [5 empty] | 0.0155 |  | 0.5595 | 0 | 0 | 0
| 1385 | [5 empty] | 0.0155 |  | 0.5595 | 0 | 0 | 0
| 1386 | [5 empty] | 0.0155 |  | 0.5595 | 0 | 0 | 0
| 1387 | [5 empty] | 0.0155 |  | 0.5595 | 0 | 0 | 0
| 1388 | [5 empty] | 0.0155 |  | 0.5595 | 0 | 0 | 0
| 1389 | [5 empty] | 0.0155 |  | 0.5595 | 0 | 0 | 0
| 1390 | [5 empty] | 0.0155 |  | 0.5595 | 0 | 0 | 0
| 1391 | [5 empty] | 0.0155 |  | 0.5595 | 0 | 0 | 0
| 1392 | [5 empty] | 0.0155 |  | 0.5595 | 0 | 0 | 0
| 1393 | [5 empty] | 0.0155 |  | 0.5595 | 0 | 0 | 0
| 1394 | [5 empty] | 0.0155 |  | 0.5595 | 0 | 0 | 0
| 1395 | [5 empty] | 0.0155 |  | 0.5595 | 0 | 0 | 0
| 1396 | [5 empty] | 0.0155 |  | 0.5595 | 0 | 0 | 0
| 1397 | [5 empty] | 0.0155 |  | 0.5595 | 0 | 0 | 0
| 1398 | [5 empty] | 0.0155 |  | 0.5595 | 0 | 0 | 0
| 1399 | [5 empty] | 0.0155 |  | 0.5595 | 0 | 0 | 0
| 1400 | [5 empty] | 0.0155 |  | 0.5595 | 0 | 0 | 0
| 1401 | [5 empty] | 0.0155 |  | 0.5595 | 0 | 0 | 0
| 1402 | [5 empty] | 0.0155 |  | 0.5595 | 0 | 0 | 0
| 1403 | [5 empty] | 0.0155 |  | 0.5595 | 0 | 0 | 0
| 1404 | [5 empty] | 0.0155 |  | 0.5595 | 0 | 0 | 0
| 1405 | [5 empty] | 0.0155 |  | 0.5595 | 0 | 0 | 0
| 1406 | [5 empty] | 0.0155 |  | 0.5595 | 0 | 0 | 0
| 1407 | [5 empty] | 0.0155 |  | 0.5595 | 0 | 0 | 0
| 1408 | [5 empty] | 0.0155 |  | 0.5595 | 0 | 0 | 0
| 1409 | [5 empty] | 0.0155 |  | 0.5595 | 0 | 0 | 0
| 1410 | [5 empty] | 0.0155 |  | 0.5595 | 0 | 0 | 0
| 1411 | [5 empty] | 0.0155 |  | 0.5595 | 0 | 0 | 0
| 1412 | [5 empty] | 0.0155 |  | 0.5595 | 0 | 0 | 0
| 1413 | [5 empty] | 0.0155 |  | 0.5595 | 0 | 0 | 0
| 1414 | [5 empty] | 0.0155 |  | 0.5595 | 0 | 0 | 0
| 1415 | [5 empty] | 0.0155 |  | 0.5595 | 0 | 0 | 0
| 1416 | [5 empty] | 0.0155 |  | 0.5595 | 0 | 0 | 0
| 1417 | [5 empty] | 0.0155 |  | 0.5595 | 0 | 0 | 0
| 1418 | [5 empty] | 0.0155 |  | 0.5595 | 0 | 0 | 0
| 1419 | [5 empty] | 0.0155 |  | 0.5595 | 0 | 0 | 0
| 1420 | [5 empty] | 0.0155 |  | 0.5595 | 0 | 0 | 0
| 1421 | [5 empty] | 0.0155 |  | 0.5595 | 0 | 0 | 0
| 1422 | [5 empty] | 0.0155 |  | 0.5595 | 0 | 0 | 0
| 1423 | [5 empty] | 0.0155 |  | 0.5595 | 0 | 0 | 0
| 1424 | [5 empty] | 0.0155 |  | 0.5595 | 0 | 0 | 0
| 1425 | [5 empty] | 0.0155 |  | 0.5595 | 0 | 0 | 0
| 1426 | [5 empty] | 0.0155 |  | 0.5595 | 0 | 0 | 0
| 1427 | [5 empty] | 0.0155 |  | 0.5595 | 0 | 0 | 0
| 1428 | [5 empty] | 0.0155 |  | 0.5595 | 0 | 0 | 0
| 1429 | [5 empty] | 0.0155 |  | 0.5595 | 0 | 0 | 0
| 1430 | [5 empty] | 0.0155 |  | 0.5595 | 0 | 0 | 0
| 1431 | [5 empty] | 0.0155 |  | 0.5595 | 0 | 0 | 0
| 1432 | [5 empty] | 0.0155 |  | 0.5595 | 0 | 0 | 0
| 1433 | [5 empty] | 0.0155 |  | 0.5595 | 0 | 0 | 0
| 1434 | [5 empty] | 0.0155 |  | 0.5595 | 0 | 0 | 0
| 1435 | [5 empty] | 0.0155 |  | 0.5595 | 0 | 0 | 0
| 1436 | [5 empty] | 0.0155 |  | 0.5595 | 0 | 0 | 0
| 1437 | [5 empty] | 0.0155 |  | 0.5595 | 0 | 0 | 0
| 1438 | [5 empty] | 0.0155 |  | 0.5595 | 0 | 0 | 0
| 1439 | [5 empty] | 0.0155 |  | 0.5595 | 0 | 0 | 0
| 1440 | [5 empty] | 0.0155 |  | 0.5595 | 0 | 0 | 0
| 1441 | [5 empty] | 0.0155 |  | 0.5595 | 0 | 0 | 0
| 1442 | [5 empty] | 0.0155 |  | 0.5595 | 0 | 0 | 0
| 1443 | [5 empty] | 0.0155 |  | 0.5595 | 0 | 0 | 0
| 1444 | [5 empty] | 0.0155 |  | 0.5595 | 0 | 0 | 0
| 1445 | [5 empty] | 0.0155 |  | 0.5595 | 0 | 0 | 0
| 1446 | [5 empty] | 0.0155 |  | 0.5595 | 0 | 0 | 0
| 1447 | [5 empty] | 0.0155 |  | 0.5595 | 0 | 0 | 0
| 1448 | [5 empty] | 0.0155 |  | 0.5595 | 0 | 0 | 0
| 1449 | [5 empty] | 0.0155 |  | 0.5595 | 0 | 0 | 0
| 1450 | [5 empty] | 0.0155 |  | 0.5595 | 0 | 0 | 0
| 1451 | [5 empty] | 0.0155 |  | 0.5595 | 0 | 0 | 0
| 1452 | [5 empty] | 0.0155 |  | 0.5595 | 0 | 0 | 0
| 1453 | [5 empty] | 0.0155 |  | 0.5595 | 0 | 0 | 0
| 1454 | [5 empty] | 0.0155 |  | 0.5595 | 0 | 0 | 0
| 1455 | [5 empty] | 0.0155 |  | 0.5595 | 0 | 0 | 0
| 1456 | [5 empty] | 0.0155 |  | 0.5595 | 0 | 0 | 0
| 1457 | [5 empty] | 0.0155 |  | 0.5595 | 0 | 0 | 0
| 1458 | [5 empty] | 0.0155 |  | 0.5595 | 0 | 0 | 0
| 1459 | [5 empty] | 0.0155 |  | 0.5595 | 0 | 0 | 0
| 1460 | [5 empty] | 0.0155 |  | 0.5595 | 0 | 0 | 0
| 1461 | [5 empty] | 0.0155 |  | 0.5595 | 0 | 0 | 0
| 1462 | [5 empty] | 0.0155 |  | 0.5595 | 0 | 0 | 0
| 1463 | [5 empty] | 0.0155 |  | 0.5595 | 0 | 0 | 0
| 1464 | [5 empty] | 0.0155 |  | 0.5595 | 0 | 0 | 0
| 1465 | [5 empty] | 0.0155 |  | 0.5595 | 0 | 0 | 0
| 1466 | [5 empty] | 0.0155 |  | 0.5595 | 0 | 0 | 0
| 1467 | [5 empty] | 0.0155 |  | 0.5595 | 0 | 0 | 0
| 1468 | [5 empty] | 0.0155 |  | 0.5595 | 0 | 0 | 0
| 1469 | [5 empty] | 0.0155 |  | 0.5595 | 0 | 0 | 0
| 1470 | [5 empty] | 0.0155 |  | 0.5595 | 0 | 0 | 0
| 1471 | [5 empty] | 0.0155 |  | 0.5595 | 0 | 0 | 0
| 1472 | [5 empty] | 0.0155 |  | 0.5595 | 0 | 0 | 0
| 1473 | [5 empty] | 0.0155 |  | 0.5595 | 0 | 0 | 0
| 1474 | [5 empty] | 0.0155 |  | 0.5595 | 0 | 0 | 0
| 1475 | [5 empty] | 0.0155 |  | 0.5595 | 0 | 0 | 0
| 1476 | [5 empty] | 0.0155 |  | 0.5595 | 0 | 0 | 0
| 1477 | [5 empty] | 0.0155 |  | 0.5595 | 0 | 0 | 0
| 1478 | [5 empty] | 0.0155 |  | 0.5595 | 0 | 0 | 0
| 1479 | [5 empty] | 0.0155 |  | 0.5595 | 0 | 0 | 0
| 1480 | [5 empty] | 0.0155 |  | 0.5595 | 0 | 0 | 0
| 1481 | [5 empty] | 0.0155 |  | 0.5595 | 0 | 0 | 0
| 1482 | [5 empty] | 0.0155 |  | 0.5595 | 0 | 0 | 0
| 1483 | [5 empty] | 0.0155 |  | 0.5595 | 0 | 0 | 0
| 1484 | [5 empty] | 0.0155 |  | 0.5595 | 0 | 0 | 0
| 1485 | [5 empty] | 0.0155 |  | 0.5595 | 0 | 0 | 0
| 1486 | [5 empty] | 0.0155 |  | 0.5595 | 0 | 0 | 0
| 1487 | [5 empty] | 0.0155 |  | 0.5595 | 0 | 0 | 0
| 1488 | [5 empty] | 0.0155 |  | 0.5595 | 0 | 0 | 0
| 1489 | [5 empty] | 0.0155 |  | 0.5595 | 0 | 0 | 0
| 1490 | [5 empty] | 0.0155 |  | 0.5595 | 0 | 0 | 0
| 1491 | [5 empty] | 0.0155 |  | 0.5595 | 0 | 0 | 0
| 1492 | [5 empty] | 0.0155 |  | 0.5595 | 0 | 0 | 0
| 1493 | [5 empty] | 0.0155 |  | 0.5595 | 0 | 0 | 0
| 1494 | [5 empty] | 0.0155 |  | 0.5595 | 0 | 0 | 0
| 1495 | [5 empty] | 0.0155 |  | 0.5595 | 0 | 0 | 0
| 1496 | [5 empty] | 0.0155 |  | 0.5595 | 0 | 0 | 0
| 1497 | [5 empty] | 0.0155 |  | 0.5595 | 0 | 0 | 0
| 1498 | [5 empty] | 0.0155 |  | 0.5595 | 0 | 0 | 0
| 1499 | [5 empty] | 0.0155 |  | 0.5595 | 0 | 0 | 0
| 1500 | [5 empty] | 0.0155 |  | 0.5595 | 0 | 0 | 0
| 1501 | [5 empty] | 0.0155 |  | 0.5595 | 0 | 0 | 0
| 1502 | [5 empty] | 0.0155 |  | 0.5595 | 0 | 0 | 0
| 1503 | [5 empty] | 0.0155 |  | 0.5595 | 0 | 0 | 0
| 1504 | [5 empty] | 0.0155 |  | 0.5595 | 0 | 0 | 0
| 1505 | [5 empty] | 0.0155 |  | 0.5595 | 0 | 0 | 0
| 1506 | [5 empty] | 0.0155 |  | 0.5595 | 0 | 0 | 0
| 1507 | [5 empty] | 0.0155 |  | 0.5595 | 0 | 0 | 0
| 1508 | [5 empty] | 0.0155 |  | 0.5595 | 0 | 0 | 0
| 1509 | [5 empty] | 0.0155 |  | 0.5595 | 0 | 0 | 0
| 1510 | [5 empty] | 0.0155 |  | 0.5595 | 0 | 0 | 0
| 1511 | [5 empty] | 0.0155 |  | 0.5595 | 0 | 0 | 0
| 1512 | [5 empty] | 0.0155 |  | 0.5595 | 0 | 0 | 0
| 1513 | [5 empty] | 0.0155 |  | 0.5595 | 0 | 0 | 0
| 1514 | [5 empty] | 0.0155 |  | 0.5595 | 0 | 0 | 0
| 1515 | [5 empty] | 0.0155 |  | 0.5595 | 0 | 0 | 0
| 1516 | [5 empty] | 0.0155 |  | 0.5595 | 0 | 0 | 0
| 1517 | [5 empty] | 0.0155 |  | 0.5595 | 0 | 0 | 0
| 1518 | [5 empty] | 0.0155 |  | 0.5595 | 0 | 0 | 0
| 1519 | [5 empty] | 0.0155 |  | 0.5595 | 0 | 0 | 0
| 1520 | [5 empty] | 0.0155 |  | 0.5595 | 0 | 0 | 0
| 1521 | [5 empty] | 0.0155 |  | 0.5595 | 0 | 0 | 0
| 1522 | [5 empty] | 0.0155 |  | 0.5595 | 0 | 0 | 0
| 1523 | [5 empty] | 0.0155 |  | 0.5595 | 0 | 0 | 0
| 1524 | [5 empty] | 0.0155 |  | 0.5595 | 0 | 0 | 0
| 1525 | [5 empty] | 0.0155 |  | 0.5595 | 0 | 0 | 0
| 1526 | [5 empty] | 0.0155 |  | 0.5595 | 0 | 0 | 0
| 1527 | [5 empty] | 0.0155 |  | 0.5595 | 0 | 0 | 0
| 1528 | [5 empty] | 0.0155 |  | 0.5595 | 0 | 0 | 0
| 1529 | [5 empty] | 0.0155 |  | 0.5595 | 0 | 0 | 0
| 1530 | [5 empty] | 0.0155 |  | 0.5595 | 0 | 0 | 0
| 1531 | [5 empty] | 0.0155 |  | 0.5595 | 0 | 0 | 0
| 1532 | [5 empty] | 0.0155 |  | 0.5595 | 0 | 0 | 0
| 1533 | [5 empty] | 0.0155 |  | 0.5595 | 0 | 0 | 0
| 1534 | [5 empty] | 0.0155 |  | 0.5595 | 0 | 0 | 0
| 1535 | [5 empty] | 0.0155 |  | 0.5595 | 0 | 0 | 0
| 1536 | [5 empty] | 0.0155 |  | 0.5595 | 0 | 0 | 0
| 1537 | [5 empty] | 0.0155 |  | 0.5595 | 0 | 0 | 0
| 1538 | [5 empty] | 0.0155 |  | 0.5595 | 0 | 0 | 0
| 1539 | [5 empty] | 0.0155 |  | 0.5595 | 0 | 0 | 0
| 1540 | [5 empty] | 0.0155 |  | 0.5595 | 0 | 0 | 0
| 1541 | [5 empty] | 0.0155 |  | 0.5595 | 0 | 0 | 0
| 1542 | [5 empty] | 0.0155 |  | 0.5595 | 0 | 0 | 0
| 1543 | [5 empty] | 0.0155 |  | 0.5595 | 0 | 0 | 0
| 1544 | [5 empty] | 0.0155 |  | 0.5595 | 0 | 0 | 0
| 1545 | [5 empty] | 0.0155 |  | 0.5595 | 0 | 0 | 0
| 1546 | [5 empty] | 0.0155 |  | 0.5595 | 0 | 0 | 0
| 1547 | [5 empty] | 0.0155 |  | 0.5595 | 0 | 0 | 0
| 1548 | [5 empty] | 0.0155 |  | 0.5595 | 0 | 0 | 0
| 1549 | [5 empty] | 0.0155 |  | 0.5595 | 0 | 0 | 0
| 1550 | [5 empty] | 0.0155 |  | 0.5595 | 0 | 0 | 0
| 1551 | [5 empty] | 0.0155 |  | 0.5595 | 0 | 0 | 0
| 1552 | [5 empty] | 0.0155 |  | 0.5595 | 0 | 0 | 0
| 1553 | [5 empty] | 0.0155 |  | 0.5595 | 0 | 0 | 0
| 1554 | [5 empty] | 0.0155 |  | 0.5595 | 0 | 0 | 0
| 1555 | [5 empty] | 0.0155 |  | 0.5595 | 0 | 0 | 0
| 1556 | [5 empty] | 0.0155 |  | 0.5595 | 0 | 0 | 0
| 1557 | [5 empty] | 0.0155 |  | 0.5595 | 0 | 0 | 0
| 1558 | [5 empty] | 0.0155 |  | 0.5595 | 0 | 0 | 0
| 1559 | [5 empty] | 0.0155 |  | 0.5595 | 0 | 0 | 0
| 1560 | [5 empty] | 0.0155 |  | 0.5595 | 0 | 0 | 0
| 1561 | [5 empty] | 0.0155 |  | 0.5595 | 0 | 0 | 0
| 1562 | [5 empty] | 0.0155 |  | 0.5595 | 0 | 0 | 0
| 1563 | [5 empty] | 0.0155 |  | 0.5595 | 0 | 0 | 0
| 1564 | [5 empty] | 0.0155 |  | 0.5595 | 0 | 0 | 0
| 1565 | [5 empty] | 0.0155 |  | 0.5595 | 0 | 0 | 0
| 1566 | [5 empty] | 0.0155 |  | 0.5595 | 0 | 0 | 0
| 1567 | [5 empty] | 0.0155 |  | 0.5595 | 0 | 0 | 0
| 1568 | [5 empty] | 0.0155 |  | 0.5595 | 0 | 0 | 0
| 1569 | [5 empty] | 0.0155 |  | 0.5595 | 0 | 0 | 0
| 1570 | [5 empty] | 0.0155 |  | 0.5595 | 0 | 0 | 0
| 1571 | [5 empty] | 0.0155 |  | 0.5595 | 0 | 0 | 0
| 1572 | [5 empty] | 0.0155 |  | 0.5595 | 0 | 0 | 0
| 1573 | [5 empty] | 0.0155 |  | 0.5595 | 0 | 0 | 0
| 1574 | [5 empty] | 0.0155 |  | 0.5595 | 0 | 0 | 0
| 1575 | [5 empty] | 0.0155 |  | 0.5595 | 0 | 0 | 0
| 1576 | [5 empty] | 0.0155 |  | 0.5595 | 0 | 0 | 0
| 1577 | [5 empty] | 0.0155 |  | 0.5595 | 0 | 0 | 0
| 1578 | [5 empty] | 0.0155 |  | 0.5595 | 0 | 0 | 0
| 1579 | [5 empty] | 0.0155 |  | 0.5595 | 0 | 0 | 0
| 1580 | [5 empty] | 0.0155 |  | 0.5595 | 0 | 0 | 0
| 1581 | [5 empty] | 0.0155 |  | 0.5595 | 0 | 0 | 0
| 1582 | [5 empty] | 0.0155 |  | 0.5595 | 0 | 0 | 0
| 1583 | [5 empty] | 0.0155 |  | 0.5595 | 0 | 0 | 0
| 1584 | [5 empty] | 0.0155 |  | 0.5595 | 0 | 0 | 0
| 1585 | [5 empty] | 0.0155 |  | 0.5595 | 0 | 0 | 0
| 1586 | [5 empty] | 0.0155 |  | 0.5595 | 0 | 0 | 0
| 1587 | [5 empty] | 0.0155 |  | 0.5595 | 0 | 0 | 0
| 1588 | [5 empty] | 0.0155 |  | 0.5595 | 0 | 0 | 0
| 1589 | [5 empty] | 0.0155 |  | 0.5595 | 0 | 0 | 0
| 1590 | [5 empty] | 0.0155 |  | 0.5595 | 0 | 0 | 0
| 1591 | [5 empty] | 0.0155 |  | 0.5595 | 0 | 0 | 0
| 1592 | [5 empty] | 0.0155 |  | 0.5595 | 0 | 0 | 0
| 1593 | [5 empty] | 0.0155 |  | 0.5595 | 0 | 0 | 0
| 1594 | [5 empty] | 0.0155 |  | 0.5595 | 0 | 0 | 0
| 1595 | [5 empty] | 0.0155 |  | 0.5595 | 0 | 0 | 0
| 1596 | [5 empty] | 0.0155 |  | 0.5595 | 0 | 0 | 0
| 1597 | [5 empty] | 0.0155 |  | 0.5595 | 0 | 0 | 0
| 1598 | [5 empty] | 0.0155 |  | 0.5595 | 0 | 0 | 0
| 1599 | [5 empty] | 0.0155 |  | 0.5595 | 0 | 0 | 0
| 1600 | [5 empty] | 0.0155 |  | 0.5595 | 0 | 0 | 0
| 1601 | [5 empty] | 0.0155 |  | 0.5595 | 0 | 0 | 0
| 1602 | [5 empty] | 0.0155 |  | 0.5595 | 0 | 0 | 0
| 1603 | [5 empty] | 0.0155 |  | 0.5595 | 0 | 0 | 0
| 1604 | [5 empty] | 0.0155 |  | 0.5595 | 0 | 0 | 0
| 1605 | [5 empty] | 0.0155 |  | 0.5595 | 0 | 0 | 0
| 1606 | [5 empty] | 0.0155 |  | 0.5595 | 0 | 0 | 0
| 1607 | [5 empty] | 0.0155 |  | 0.5595 | 0 | 0 | 0
| 1608 | [5 empty] | 0.0155 |  | 0.5595 | 0 | 0 | 0
| 1609 | [5 empty] | 0.0155 |  | 0.5595 | 0 | 0 | 0
| 1610 | [5 empty] | 0.0155 |  | 0.5595 | 0 | 0 | 0
| 1611 | [5 empty] | 0.0155 |  | 0.5595 | 0 | 0 | 0
| 1612 | [5 empty] | 0.0155 |  | 0.5595 | 0 | 0 | 0
| 1613 | [5 empty] | 0.0155 |  | 0.5595 | 0 | 0 | 0
| 1614 | [5 empty] | 0.0155 |  | 0.5595 | 0 | 0 | 0
| 1615 | [5 empty] | 0.0155 |  | 0.5595 | 0 | 0 | 0
| 1616 | [5 empty] | 0.0155 |  | 0.5595 | 0 | 0 | 0
| 1617 | [5 empty] | 0.0155 |  | 0.5595 | 0 | 0 | 0
| 1618 | [5 empty] | 0.0155 |  | 0.5595 | 0 | 0 | 0
| 1619 | [5 empty] | 0.0155 |  | 0.5595 | 0 | 0 | 0
| 1620 | [5 empty] | 0.0155 |  | 0.5595 | 0 | 0 | 0
| 1621 | [5 empty] | 0.0155 |  | 0.5595 | 0 | 0 | 0
| 1622 | [5 empty] | 0.0155 |  | 0.5595 | 0 | 0 | 0
| 1623 | [5 empty] | 0.0155 |  | 0.5595 | 0 | 0 | 0
| 1624 | [5 empty] | 0.0155 |  | 0.5595 | 0 | 0 | 0
| 1625 | [5 empty] | 0.0155 |  | 0.5595 | 0 | 0 | 0
| 1626 | [5 empty] | 0.0155 |  | 0.5595 | 0 | 0 | 0
| 1627 | [5 empty] | 0.0155 |  | 0.5595 | 0 | 0 | 0
| 1628 | [5 empty] | 0.0155 |  | 0.5595 | 0 | 0 | 0
| 1629 | [5 empty] | 0.0155 |  | 0.5595 | 0 | 0 | 0
| 1630 | [5 empty] | 0.0155 |  | 0.5595 | 0 | 0 | 0
| 1631 | [5 empty] | 0.0155 |  | 0.5595 | 0 | 0 | 0
| 1632 | [5 empty] | 0.0155 |  | 0.5595 | 0 | 0 | 0
| 1633 | [5 empty] | 0.0155 |  | 0.5595 | 0 | 0 | 0
| 1634 | [5 empty] | 0.0155 |  | 0.5595 | 0 | 0 | 0
| 1635 | [5 empty] | 0.0155 |  | 0.5595 | 0 | 0 | 0
| 1636 | [5 empty] | 0.0155 |  | 0.5595 | 0 | 0 | 0
| 1637 | [5 empty] | 0.0155 |  | 0.5595 | 0 | 0 | 0
| 1638 | [5 empty] | 0.0155 |  | 0.5595 | 0 | 0 | 0
| 1639 | [5 empty] | 0.0155 |  | 0.5595 | 0 | 0 | 0
| 1640 | [5 empty] | 0.0155 |  | 0.5595 | 0 | 0 | 0
| 1641 | [5 empty] | 0.0155 |  | 0.5595 | 0 | 0 | 0
| 1642 | [5 empty] | 0.0155 |  | 0.5595 | 0 | 0 | 0
| 1643 | [5 empty] | 0.0155 |  | 0.5595 | 0 | 0 | 0
| 1644 | [5 empty] | 0.0155 |  | 0.5595 | 0 | 0 | 0
| 1645 | [5 empty] | 0.0155 |  | 0.5595 | 0 | 0 | 0
| 1646 | [5 empty] | 0.0155 |  | 0.5595 | 0 | 0 | 0
| 1647 | [5 empty] | 0.0155 |  | 0.5595 | 0 | 0 | 0
| 1648 | [5 empty] | 0.0155 |  | 0.5595 | 0 | 0 | 0
| 1649 | [5 empty] | 0.0155 |  | 0.5595 | 0 | 0 | 0
| 1650 | [5 empty] | 0.0155 |  | 0.5595 | 0 | 0 | 0
| 1651 | [5 empty] | 0.0155 |  | 0.5595 | 0 | 0 | 0
| 1652 | [5 empty] | 0.0155 |  | 0.5595 | 0 | 0 | 0
| 1653 | [5 empty] | 0.0155 |  | 0.5595 | 0 | 0 | 0
| 1654 | [5 empty] | 0.0155 |  | 0.5595 | 0 | 0 | 0
| 1655 | [5 empty] | 0.0155 |  | 0.5595 | 0 | 0 | 0
| 1656 | [5 empty] | 0.0155 |  | 0.5595 | 0 | 0 | 0
| 1657 | [5 empty] | 0.0155 |  | 0.5595 | 0 | 0 | 0
| 1658 | [5 empty] | 0.0155 |  | 0.5595 | 0 | 0 | 0
| 1659 | [5 empty] | 0.0155 |  | 0.5595 | 0 | 0 | 0
| 1660 | [5 empty] | 0.0155 |  | 0.5595 | 0 | 0 | 0
| 1661 | [5 empty] | 0.0155 |  | 0.5595 | 0 | 0 | 0
| 1662 | [5 empty] | 0.0155 |  | 0.5595 | 0 | 0 | 0
| 1663 | [5 empty] | 0.0155 |  | 0.5595 | 0 | 0 | 0
| 1664 | [5 empty] | 0.0155 |  | 0.5595 | 0 | 0 | 0
| 1665 | [5 empty] | 0.0155 |  | 0.5595 | 0 | 0 | 0
| 1666 | [5 empty] | 0.0155 |  | 0.5595 | 0 | 0 | 0
| 1667 | [5 empty] | 0.0155 |  | 0.5595 | 0 | 0 | 0
| 1668 | [5 empty] | 0.0155 |  | 0.5595 | 0 | 0 | 0
| 1669 | [5 empty] | 0.0155 |  | 0.5595 | 0 | 0 | 0
| 1670 | [5 empty] | 0.0155 |  | 0.5595 | 0 | 0 | 0
| 1671 | [5 empty] | 0.0155 |  | 0.5595 | 0 | 0 | 0
| 1672 | [5 empty] | 0.0155 |  | 0.5595 | 0 | 0 | 0
| 1673 | [5 empty] | 0.0155 |  | 0.5595 | 0 | 0 | 0
| 1674 | [5 empty] | 0.0155 |  | 0.5595 | 0 | 0 | 0
| 1675 | [5 empty] | 0.0155 |  | 0.5595 | 0 | 0 | 0
| 1676 | [5 empty] | 0.0155 |  | 0.5595 | 0 | 0 | 0
| 1677 | [5 empty] | 0.0155 |  | 0.5595 | 0 | 0 | 0
| 1678 | [5 empty] | 0.0155 |  | 0.5595 | 0 | 0 | 0
| 1679 | [5 empty] | 0.0155 |  | 0.5595 | 0 | 0 | 0
| 1680 | [5 empty] | 0.0155 |  | 0.5595 | 0 | 0 | 0
| 1681 | [5 empty] | 0.0155 |  | 0.5595 | 0 | 0 | 0
| 1682 | [5 empty] | 0.0155 |  | 0.5595 | 0 | 0 | 0
| 1683 | [5 empty] | 0.0155 |  | 0.5595 | 0 | 0 | 0
| 1684 | [5 empty] | 0.0155 |  | 0.5595 | 0 | 0 | 0
| 1685 | [5 empty] | 0.0155 |  | 0.5595 | 0 | 0 | 0
| 1686 | [5 empty] | 0.0155 |  | 0.5595 | 0 | 0 | 0
| 1687 | [5 empty] | 0.0155 |  | 0.5595 | 0 | 0 | 0
| 1688 | [5 empty] | 0.0155 |  | 0.5595 | 0 | 0 | 0
| 1689 | [5 empty] | 0.0155 |  | 0.5595 | 0 | 0 | 0
| 1690 | [5 empty] | 0.0155 |  | 0.5595 | 0 | 0 | 0
| 1691 | [5 empty] | 0.0155 |  | 0.5595 | 0 | 0 | 0
| 1692 | [5 empty] | 0.0155 |  | 0.5595 | 0 | 0 | 0
| 1693 | [5 empty] | 0.0155 |  | 0.5595 | 0 | 0 | 0
| 1694 | [5 empty] | 0.0155 |  | 0.5595 | 0 | 0 | 0
| 1695 | [5 empty] | 0.0155 |  | 0.5595 | 0 | 0 | 0
| 1696 | [5 empty] | 0.0155 |  | 0.5595 | 0 | 0 | 0
| 1697 | [5 empty] | 0.0155 |  | 0.5595 | 0 | 0 | 0
| 1698 | [5 empty] | 0.0155 |  | 0.5595 | 0 | 0 | 0
| 1699 | [5 empty] | 0.0155 |  | 0.5595 | 0 | 0 | 0
| 1700 | [5 empty] | 0.0155 |  | 0.5595 | 0 | 0 | 0
| 1701 | [5 empty] | 0.0155 |  | 0.5595 | 0 | 0 | 0
| 1702 | [5 empty] | 0.0155 |  | 0.5595 | 0 | 0 | 0
| 1703 | [5 empty] | 0.0155 |  | 0.5595 | 0 | 0 | 0
| 1704 | [5 empty] | 0.0155 |  | 0.5595 | 0 | 0 | 0
| 1705 | [5 empty] | 0.0155 |  | 0.5595 | 0 | 0 | 0
| 1706 | [5 empty] | 0.0155 |  | 0.5595 | 0 | 0 | 0
| 1707 | [5 empty] | 0.0155 |  | 0.5595 | 0 | 0 | 0
| 1708 | [5 empty] | 0.0155 |  | 0.5595 | 0 | 0 | 0
| 1709 | [5 empty] | 0.0155 |  | 0.5595 | 0 | 0 | 0
| 1710 | [5 empty] | 0.0155 |  | 0.5595 | 0 | 0 | 0
| 1711 | [5 empty] | 0.0155 |  | 0.5595 | 0 | 0 | 0
| 1712 | [5 empty] | 0.0155 |  | 0.5595 | 0 | 0 | 0
| 1713 | [5 empty] | 0.0155 |  | 0.5595 | 0 | 0 | 0
| 1714 | [5 empty] | 0.0155 |  | 0.5595 | 0 | 0 | 0
| 1715 | [5 empty] | 0.0155 |  | 0.5595 | 0 | 0 | 0
| 1716 | [5 empty] | 0.0155 |  | 0.5595 | 0 | 0 | 0
| 1717 | [5 empty] | 0.0155 |  | 0.5595 | 0 | 0 | 0
| 1718 | [5 empty] | 0.0155 |  | 0.5595 | 0 | 0 | 0
| 1719 | [5 empty] | 0.0155 |  | 0.5595 | 0 | 0 | 0
| 1720 | [5 empty] | 0.0155 |  | 0.5595 | 0 | 0 | 0
| 1721 | [5 empty] | 0.0155 |  | 0.5595 | 0 | 0 | 0
| 1722 | [5 empty] | 0.0155 |  | 0.5595 | 0 | 0 | 0
| 1723 | [5 empty] | 0.0155 |  | 0.5595 | 0 | 0 | 0
| 1724 | [5 empty] | 0.0155 |  | 0.5595 | 0 | 0 | 0
| 1725 | [5 empty] | 0.0155 |  | 0.5595 | 0 | 0 | 0
| 1726 | [5 empty] | 0.0155 |  | 0.5595 | 0 | 0 | 0
| 1727 | [5 empty] | 0.0155 |  | 0.5595 | 0 | 0 | 0
| 1728 | [5 empty] | 0.0155 |  | 0.5595 | 0 | 0 | 0
| 1729 | [5 empty] | 0.0155 |  | 0.5595 | 0 | 0 | 0
| 1730 | [5 empty] | 0.0155 |  | 0.5595 | 0 | 0 | 0
| 1731 | [5 empty] | 0.0155 |  | 0.5595 | 0 | 0 | 0
| 1732 | [5 empty] | 0.0155 |  | 0.5595 | 0 | 0 | 0
| 1733 | [5 empty] | 0.0155 |  | 0.5595 | 0 | 0 | 0
| 1734 | [5 empty] | 0.0155 |  | 0.5595 | 0 | 0 | 0
| 1735 | [5 empty] | 0.0155 |  | 0.5595 | 0 | 0 | 0
| 1736 | [5 empty] | 0.0155 |  | 0.5595 | 0 | 0 | 0
| 1737 | [5 empty] | 0.0155 |  | 0.5595 | 0 | 0 | 0
| 1738 | [5 empty] | 0.0155 |  | 0.5595 | 0 | 0 | 0
| 1739 | [5 empty] | 0.0155 |  | 0.5595 | 0 | 0 | 0
| 1740 | [5 empty] | 0.0155 |  | 0.5595 | 0 | 0 | 0
| 1741 | [5 empty] | 0.0155 |  | 0.5595 | 0 | 0 | 0
| 1742 | [5 empty] | 0.0155 |  | 0.5595 | 0 | 0 | 0
| 1743 | [5 empty] | 0.0155 |  | 0.5595 | 0 | 0 | 0
| 1744 | [5 empty] | 0.0155 |  | 0.5595 | 0 | 0 | 0
| 1745 | [5 empty] | 0.0155 |  | 0.5595 | 0 | 0 | 0
| 1746 | [5 empty] | 0.0155 |  | 0.5595 | 0 | 0 | 0
| 1747 | [5 empty] | 0.0155 |  | 0.5595 | 0 | 0 | 0
| 1748 | [5 empty] | 0.0155 |  | 0.5595 | 0 | 0 | 0
| 1749 | [5 empty] | 0.0155 |  | 0.5595 | 0 | 0 | 0
| 1750 | [5 empty] | 0.0155 |  | 0.5595 | 0 | 0 | 0
| 1751 | [5 empty] | 0.0155 |  | 0.5595 | 0 | 0 | 0
| 1752 | [5 empty] | 0.0155 |  | 0.5595 | 0 | 0 | 0
| 1753 | [5 empty] | 0.0155 |  | 0.5595 | 0 | 0 | 0
| 1754 | [5 empty] | 0.0155 |  | 0.5595 | 0 | 0 | 0
| 1755 | [5 empty] | 0.0155 |  | 0.5595 | 0 | 0 | 0
| 1756 | [5 empty] | 0.0155 |  | 0.5595 | 0 | 0 | 0
| 1757 | [5 empty] | 0.0155 |  | 0.5595 | 0 | 0 | 0
| 1758 | [5 empty] | 0.0155 |  | 0.5595 | 0 | 0 | 0
| 1759 | [5 empty] | 0.0155 |  | 0.5595 | 0 | 0 | 0
| 1760 | [5 empty] | 0.0155 |  | 0.5595 | 0 | 0 | 0
| 1761 | [5 empty] | 0.0155 |  | 0.5595 | 0 | 0 | 0
| 1762 | [5 empty] | 0.0155 |  | 0.5595 | 0 | 0 | 0
| 1763 | [5 empty] | 0.0155 |  | 0.5595 | 0 | 0 | 0
| 1764 | [5 empty] | 0.0155 |  | 0.5595 | 0 | 0 | 0
| 1765 | [5 empty] | 0.0155 |  | 0.5595 | 0 | 0 | 0
| 1766 | [5 empty] | 0.0155 |  | 0.5595 | 0 | 0 | 0
| 1767 | [5 empty] | 0.0155 |  | 0.5595 | 0 | 0 | 0
| 1768 | [5 empty] | 0.0155 |  | 0.5595 | 0 | 0 | 0
| 1769 | [5 empty] | 0.0155 |  | 0.5595 | 0 | 0 | 0
| 1770 | [5 empty] | 0.0155 |  | 0.5595 | 0 | 0 | 0
| 1771 | [5 empty] | 0.0155 |  | 0.5595 | 0 | 0 | 0
| 1772 | [5 empty] | 0.0155 |  | 0.5595 | 0 | 0 | 0
| 1773 | [5 empty] | 0.0155 |  | 0.5595 | 0 | 0 | 0
| 1774 | [5 empty] | 0.0155 |  | 0.5595 | 0 | 0 | 0
| 1775 | [5 empty] | 0.0155 |  | 0.5595 | 0 | 0 | 0
| 1776 | [5 empty] | 0.0155 |  | 0.5595 | 0 | 0 | 0
| 1777 | [5 empty] | 0.0155 |  | 0.5595 | 0 | 0 | 0
| 1778 | [5 empty] | 0.0155 |  | 0.5595 | 0 | 0 | 0
| 1779 | [5 empty] | 0.0155 |  | 0.5595 | 0 | 0 | 0
| 1780 | [5 empty] | 0.0155 |  | 0.5595 | 0 | 0 | 0
| 1781 | [5 empty] | 0.0155 |  | 0.5595 | 0 | 0 | 0
| 1782 | [5 empty] | 0.0155 |  | 0.5595 | 0 | 0 | 0
| 1783 | [5 empty] | 0.0155 |  | 0.5595 | 0 | 0 | 0
| 1784 | [5 empty] | 0.0155 |  | 0.5595 | 0 | 0 | 0
| 1785 | [5 empty] | 0.0155 |  | 0.5595 | 0 | 0 | 0
| 1786 | [5 empty] | 0.0155 |  | 0.5595 | 0 | 0 | 0
| 1787 | [5 empty] | 0.0155 |  | 0.5595 | 0 | 0 | 0
| 1788 | [5 empty] | 0.0155 |  | 0.5595 | 0 | 0 | 0
| 1789 | [5 empty] | 0.0155 |  | 0.5595 | 0 | 0 | 0
| 1790 | [5 empty] | 0.0155 |  | 0.5595 | 0 | 0 | 0
| 1791 | [5 empty] | 0.0155 |  | 0.5595 | 0 | 0 | 0
| 1792 | [5 empty] | 0.0155 |  | 0.5595 | 0 | 0 | 0
| 1793 | [5 empty] | 0.0155 |  | 0.5595 | 0 | 0 | 0
| 1794 | [5 empty] | 0.0155 |  | 0.5595 | 0 | 0 | 0
| 1795 | [5 empty] | 0.0155 |  | 0.5595 | 0 | 0 | 0
| 1796 | [5 empty] | 0.0155 |  | 0.5595 | 0 | 0 | 0
| 1797 | [5 empty] | 0.0155 |  | 0.5595 | 0 | 0 | 0
| 1798 | [5 empty] | 0.0155 |  | 0.5595 | 0 | 0 | 0
| 1799 | [5 empty] | 0.0155 |  | 0.5595 | 0 | 0 | 0
| 1800 | [5 empty] | 0.0155 |  | 0.5595 | 0 | 0 | 0
| 1801 | [5 empty] | 0.0155 |  | 0.5595 | 0 | 0 | 0
| 1802 | [5 empty] | 0.0155 |  | 0.5595 | 0 | 0 | 0
| 1803 | [5 empty] | 0.0155 |  | 0.5595 | 0 | 0 | 0
| 1804 | [5 empty] | 0.0155 |  | 0.5595 | 0 | 0 | 0
| 1805 | [5 empty] | 0.0155 |  | 0.5595 | 0 | 0 | 0
| 1806 | [5 empty] | 0.0155 |  | 0.5595 | 0 | 0 | 0
| 1807 | [5 empty] | 0.0155 |  | 0.5595 | 0 | 0 | 0
| 1808 | [5 empty] | 0.0155 |  | 0.5595 | 0 | 0 | 0
| 1809 | [5 empty] | 0.0155 |  | 0.5595 | 0 | 0 | 0
| 1810 | [5 empty] | 0.0155 |  | 0.5595 | 0 | 0 | 0
| 1811 | [5 empty] | 0.0155 |  | 0.5595 | 0 | 0 | 0
| 1812 | [5 empty] | 0.0155 |  | 0.5595 | 0 | 0 | 0
| 1813 | [5 empty] | 0.0155 |  | 0.5595 | 0 | 0 | 0
| 1814 | [5 empty] | 0.0155 |  | 0.5595 | 0 | 0 | 0
| 1815 | [5 empty] | 0.0155 |  | 0.5595 | 0 | 0 | 0
| 1816 | [5 empty] | 0.0155 |  | 0.5595 | 0 | 0 | 0
| 1817 | [5 empty] | 0.0155 |  | 0.5595 | 0 | 0 | 0
| 1818 | [5 empty] | 0.0155 |  | 0.5595 | 0 | 0 | 0
| 1819 | [5 empty] | 0.0155 |  | 0.5595 | 0 | 0 | 0
| 1820 | [5 empty] | 0.0155 |  | 0.5595 | 0 | 0 | 0
| 1821 | [5 empty] | 0.0155 |  | 0.5595 | 0 | 0 | 0
| 1822 | [5 empty] | 0.0155 |  | 0.5595 | 0 | 0 | 0
| 1823 | [5 empty] | 0.0155 |  | 0.5595 | 0 | 0 | 0
| 1824 | [5 empty] | 0.0155 |  | 0.5595 | 0 | 0 | 0
| 1825 | [5 empty] | 0.0155 |  | 0.5595 | 0 | 0 | 0
| 1826 | [5 empty] | 0.0155 |  | 0.5595 | 0 | 0 | 0
| 1827 | [5 empty] | 0.0155 |  | 0.5595 | 0 | 0 | 0
| 1828 | [5 empty] | 0.0155 |  | 0.5595 | 0 | 0 | 0
| 1829 | [5 empty] | 0.0155 |  | 0.5595 | 0 | 0 | 0
| 1830 | [5 empty] | 0.0155 |  | 0.5595 | 0 | 0 | 0
| 1831 | [5 empty] | 0.0155 |  | 0.5595 | 0 | 0 | 0
| 1832 | [5 empty] | 0.0155 |  | 0.5595 | 0 | 0 | 0
| 1833 | [5 empty] | 0.0155 |  | 0.5595 | 0 | 0 | 0
| 1834 | [5 empty] | 0.0155 |  | 0.5595 | 0 | 0 | 0
| 1835 | [5 empty] | 0.0155 |  | 0.5595 | 0 | 0 | 0
| 1836 | [5 empty] | 0.0155 |  | 0.5595 | 0 | 0 | 0
| 1837 | [5 empty] | 0.0155 |  | 0.5595 | 0 | 0 | 0
| 1838 | [5 empty] | 0.0155 |  | 0.5595 | 0 | 0 | 0
| 1839 | [5 empty] | 0.0155 |  | 0.5595 | 0 | 0 | 0
| 1840 | [5 empty] | 0.0155 |  | 0.5595 | 0 | 0 | 0
| 1841 | [5 empty] | 0.0155 |  | 0.5595 | 0 | 0 | 0
| 1842 | [5 empty] | 0.0155 |  | 0.5595 | 0 | 0 | 0
| 1843 | [5 empty] | 0.0155 |  | 0.5595 | 0 | 0 | 0
| 1844 | [5 empty] | 0.0155 |  | 0.5595 | 0 | 0 | 0
| 1845 | [5 empty] | 0.0155 |  | 0.5595 | 0 | 0 | 0
| 1846 | [5 empty] | 0.0155 |  | 0.5595 | 0 | 0 | 0
| 1847 | [5 empty] | 0.0155 |  | 0.5595 | 0 | 0 | 0
| 1848 | [5 empty] | 0.0155 |  | 0.5595 | 0 | 0 | 0
| 1849 | [5 empty] | 0.0155 |  | 0.5595 | 0 | 0 | 0
| 1850 | [5 empty] | 0.0155 |  | 0.5595 | 0 | 0 | 0
| 1851 | [5 empty] | 0.0155 |  | 0.5595 | 0 | 0 | 0
| 1852 | [5 empty] | 0.0155 |  | 0.5595 | 0 | 0 | 0
| 1853 | [5 empty] | 0.0155 |  | 0.5595 | 0 | 0 | 0
| 1854 | [5 empty] | 0.0155 |  | 0.5595 | 0 | 0 | 0
| 1855 | [5 empty] | 0.0155 |  | 0.5595 | 0 | 0 | 0
| 1856 | [5 empty] | 0.0155 |  | 0.5595 | 0 | 0 | 0
| 1857 | [5 empty] | 0.0155 |  | 0.5595 | 0 | 0 | 0
| 1858 | [5 empty] | 0.0155 |  | 0.5595 | 0 | 0 | 0
| 1859 | [5 empty] | 0.0155 |  | 0.5595 | 0 | 0 | 0
| 1860 | [5 empty] | 0.0155 |  | 0.5595 | 0 | 0 | 0
| 1861 | [5 empty] | 0.0155 |  | 0.5595 | 0 | 0 | 0
| 1862 | [5 empty] | 0.0155 |  | 0.5595 | 0 | 0 | 0
| 1863 | [5 empty] | 0.0155 |  | 0.5595 | 0 | 0 | 0
| 1864 | [5 empty] | 0.0155 |  | 0.5595 | 0 | 0 | 0
| 1865 | [5 empty] | 0.0155 |  | 0.5595 | 0 | 0 | 0
| 1866 | [5 empty] | 0.0155 |  | 0.5595 | 0 | 0 | 0
| 1867 | [5 empty] | 0.0155 |  | 0.5595 | 0 | 0 | 0
| 1868 | [5 empty] | 0.0155 |  | 0.5595 | 0 | 0 | 0
| 1869 | [5 empty] | 0.0155 |  | 0.5595 | 0 | 0 | 0
| 1870 | [5 empty] | 0.0155 |  | 0.5595 | 0 | 0 | 0
| 1871 | [5 empty] | 0.0155 |  | 0.5595 | 0 | 0 | 0
| 1872 | [5 empty] | 0.0155 |  | 0.5595 | 0 | 0 | 0
| 1873 | [5 empty] | 0.0155 |  | 0.5595 | 0 | 0 | 0
| 1874 | [5 empty] | 0.0155 |  | 0.5595 | 0 | 0 | 0
| 1875 | [5 empty] | 0.0155 |  | 0.5595 | 0 | 0 | 0
| 1876 | [5 empty] | 0.0155 |  | 0.5595 | 0 | 0 | 0
| 1877 | [5 empty] | 0.0155 |  | 0.5595 | 0 | 0 | 0
| 1878 | [5 empty] | 0.0155 |  | 0.5595 | 0 | 0 | 0
| 1879 | [5 empty] | 0.0155 |  | 0.5595 | 0 | 0 | 0
| 1880 | [5 empty] | 0.0155 |  | 0.5595 | 0 | 0 | 0
| 1881 | [5 empty] | 0.0155 |  | 0.5595 | 0 | 0 | 0
| 1882 | [5 empty] | 0.0155 |  | 0.5595 | 0 | 0 | 0
| 1883 | [5 empty] | 0.0155 |  | 0.5595 | 0 | 0 | 0
| 1884 | [5 empty] | 0.0155 |  | 0.5595 | 0 | 0 | 0
| 1885 | [5 empty] | 0.0155 |  | 0.5595 | 0 | 0 | 0
| 1886 | [5 empty] | 0.0155 |  | 0.5595 | 0 | 0 | 0
| 1887 | [5 empty] | 0.0155 |  | 0.5595 | 0 | 0 | 0
| 1888 | [5 empty] | 0.0155 |  | 0.5595 | 0 | 0 | 0
| 1889 | [5 empty] | 0.0155 |  | 0.5595 | 0 | 0 | 0
| 1890 | [5 empty] | 0.0155 |  | 0.5595 | 0 | 0 | 0
| 1891 | [5 empty] | 0.0155 |  | 0.5595 | 0 | 0 | 0
| 1892 | [5 empty] | 0.0155 |  | 0.5595 | 0 | 0 | 0
| 1893 | [5 empty] | 0.0155 |  | 0.5595 | 0 | 0 | 0
| 1894 | [5 empty] | 0.0155 |  | 0.5595 | 0 | 0 | 0
| 1895 | [5 empty] | 0.0155 |  | 0.5595 | 0 | 0 | 0
| 1896 | [5 empty] | 0.0155 |  | 0.5595 | 0 | 0 | 0
| 1897 | [5 empty] | 0.0155 |  | 0.5595 | 0 | 0 | 0
| 1898 | [5 empty] | 0.0155 |  | 0.5595 | 0 | 0 | 0
| 1899 | [5 empty] | 0.0155 |  | 0.5595 | 0 | 0 | 0
| 1900 | [5 empty] | 0.0155 |  | 0.5595 | 0 | 0 | 0
| 1901 | [5 empty] | 0.0155 |  | 0.5595 | 0 | 0 | 0
| 1902 | [5 empty] | 0.0155 |  | 0.5595 | 0 | 0 | 0
| 1903 | [5 empty] | 0.0155 |  | 0.5595 | 0 | 0 | 0
| 1904 | [5 empty] | 0.0155 |  | 0.5595 | 0 | 0 | 0
| 1905 | [5 empty] | 0.0155 |  | 0.5595 | 0 | 0 | 0
| 1906 | [5 empty] | 0.0155 |  | 0.5595 | 0 | 0 | 0
| 1907 | [5 empty] | 0.0155 |  | 0.5595 | 0 | 0 | 0
| 1908 | [5 empty] | 0.0155 |  | 0.5595 | 0 | 0 | 0
| 1909 | [5 empty] | 0.0155 |  | 0.5595 | 0 | 0 | 0
| 1910 | [5 empty] | 0.0155 |  | 0.5595 | 0 | 0 | 0
| 1911 | [5 empty] | 0.0155 |  | 0.5595 | 0 | 0 | 0
| 1912 | [5 empty] | 0.0155 |  | 0.5595 | 0 | 0 | 0
| 1913 | [5 empty] | 0.0155 |  | 0.5595 | 0 | 0 | 0
| 1914 | [5 empty] | 0.0155 |  | 0.5595 | 0 | 0 | 0
| 1915 | [5 empty] | 0.0155 |  | 0.5595 | 0 | 0 | 0
| 1916 | [5 empty] | 0.0155 |  | 0.5595 | 0 | 0 | 0
| 1917 | [5 empty] | 0.0155 |  | 0.5595 | 0 | 0 | 0
| 1918 | [5 empty] | 0.0155 |  | 0.5595 | 0 | 0 | 0
| 1919 | [5 empty] | 0.0155 |  | 0.5595 | 0 | 0 | 0
| 1920 | [5 empty] | 0.0155 |  | 0.5595 | 0 | 0 | 0
| 1921 | [5 empty] | 0.0155 |  | 0.5595 | 0 | 0 | 0
| 1922 | [5 empty] | 0.0155 |  | 0.5595 | 0 | 0 | 0
| 1923 | [5 empty] | 0.0155 |  | 0.5595 | 0 | 0 | 0
| 1924 | [5 empty] | 0.0155 |  | 0.5595 | 0 | 0 | 0
| 1925 | [5 empty] | 0.0155 |  | 0.5595 | 0 | 0 | 0
| 1926 | [5 empty] | 0.0155 |  | 0.5595 | 0 | 0 | 0
| 1927 | [5 empty] | 0.0155 |  | 0.5595 | 0 | 0 | 0
| 1928 | [5 empty] | 0.0155 |  | 0.5595 | 0 | 0 | 0
| 1929 | [5 empty] | 0.0155 |  | 0.5595 | 0 | 0 | 0
| 1930 | [5 empty] | 0.0155 |  | 0.5595 | 0 | 0 | 0
| 1931 | [5 empty] | 0.0155 |  | 0.5595 | 0 | 0 | 0
| 1932 | [5 empty] | 0.0155 |  | 0.5595 | 0 | 0 | 0
| 1933 | [5 empty] | 0.0155 |  | 0.5595 | 0 | 0 | 0
| 1934 | [5 empty] | 0.0155 |  | 0.5595 | 0 | 0 | 0
| 1935 | [5 empty] | 0.0155 |  | 0.5595 | 0 | 0 | 0
| 1936 | [5 empty] | 0.0155 |  | 0.5595 | 0 | 0 | 0
| 1937 | [5 empty] | 0.0155 |  | 0.5595 | 0 | 0 | 0
| 1938 | [5 empty] | 0.0155 |  | 0.5595 | 0 | 0 | 0
| 1939 | [5 empty] | 0.0155 |  | 0.5595 | 0 | 0 | 0
| 1940 | [5 empty] | 0.0155 |  | 0.5595 | 0 | 0 | 0
| 1941 | [5 empty] | 0.0155 |  | 0.5595 | 0 | 0 | 0
| 1942 | [5 empty] | 0.0155 |  | 0.5595 | 0 | 0 | 0
| 1943 | [5 empty] | 0.0155 |  | 0.5595 | 0 | 0 | 0
| 1944 | [5 empty] | 0.0155 |  | 0.5595 | 0 | 0 | 0
| 1945 | [5 empty] | 0.0155 |  | 0.5595 | 0 | 0 | 0
| 1946 | [5 empty] | 0.0155 |  | 0.5595 | 0 | 0 | 0
| 1947 | [5 empty] | 0.0155 |  | 0.5595 | 0 | 0 | 0
| 1948 | [5 empty] | 0.0155 |  | 0.5595 | 0 | 0 | 0
| 1949 | [5 empty] | 0.0155 |  | 0.5595 | 0 | 0 | 0
| 1950 | [5 empty] | 0.0155 |  | 0.5595 | 0 | 0 | 0
| 1951 | [5 empty] | 0.0155 |  | 0.5595 | 0 | 0 | 0
| 1952 | [5 empty] | 0.0155 |  | 0.5595 | 0 | 0 | 0
| 1953 | [5 empty] | 0.0155 |  | 0.5595 | 0 | 0 | 0
| 1954 | [5 empty] | 0.0155 |  | 0.5595 | 0 | 0 | 0
| 1955 | [5 empty] | 0.0155 |  | 0.5595 | 0 | 0 | 0
| 1956 | [5 empty] | 0.0155 |  | 0.5595 | 0 | 0 | 0
| 1957 | [5 empty] | 0.0155 |  | 0.5595 | 0 | 0 | 0
| 1958 | [5 empty] | 0.0155 |  | 0.5595 | 0 | 0 | 0
| 1959 | [5 empty] | 0.0155 |  | 0.5595 | 0 | 0 | 0
| 1960 | [5 empty] | 0.0155 |  | 0.5595 | 0 | 0 | 0
| 1961 | [5 empty] | 0.0155 |  | 0.5595 | 0 | 0 | 0
| 1962 | [5 empty] | 0.0155 |  | 0.5595 | 0 | 0 | 0
| 1963 | [5 empty] | 0.0155 |  | 0.5595 | 0 | 0 | 0
| 1964 | [5 empty] | 0.0155 |  | 0.5595 | 0 | 0 | 0
| 1965 | [5 empty] | 0.0155 |  | 0.5595 | 0 | 0 | 0
| 1966 | [5 empty] | 0.0155 |  | 0.5595 | 0 | 0 | 0
| 1967 | [5 empty] | 0.0155 |  | 0.5595 | 0 | 0 | 0
| 1968 | [5 empty] | 0.0155 |  | 0.5595 | 0 | 0 | 0
| 1969 | [5 empty] | 0.0155 |  | 0.5595 | 0 | 0 | 0
| 1970 | [5 empty] | 0.0155 |  | 0.5595 | 0 | 0 | 0
| 1971 | [5 empty] | 0.0155 |  | 0.5595 | 0 | 0 | 0
| 1972 | [5 empty] | 0.0155 |  | 0.5595 | 0 | 0 | 0
| 1973 | [5 empty] | 0.0155 |  | 0.5595 | 0 | 0 | 0
| 1974 | [5 empty] | 0.0155 |  | 0.5595 | 0 | 0 | 0
| 1975 | [5 empty] | 0.0155 |  | 0.5595 | 0 | 0 | 0
| 1976 | [5 empty] | 0.0155 |  | 0.5595 | 0 | 0 | 0
| 1977 | [5 empty] | 0.0155 |  | 0.5595 | 0 | 0 | 0
| 1978 | [5 empty] | 0.0155 |  | 0.5595 | 0 | 0 | 0
| 1979 | [5 empty] | 0.0155 |  | 0.5595 | 0 | 0 | 0
| 1980 | [5 empty] | 0.0155 |  | 0.5595 | 0 | 0 | 0
| 1981 | [5 empty] | 0.0155 |  | 0.5595 | 0 | 0 | 0
| 1982 | [5 empty] | 0.0155 |  | 0.5595 | 0 | 0 | 0
| 1983 | [5 empty] | 0.0155 |  | 0.5595 | 0 | 0 | 0
| 1984 | [5 empty] | 0.0155 |  | 0.5595 | 0 | 0 | 0
| 1985 | [5 empty] | 0.0155 |  | 0.5595 | 0 | 0 | 0
| 1986 | [5 empty] | 0.0155 |  | 0.5595 | 0 | 0 | 0
| 1987 | [5 empty] | 0.0155 |  | 0.5595 | 0 | 0 | 0
| 1988 | [5 empty] | 0.0155 |  | 0.5595 | 0 | 0 | 0
| 1989 | [5 empty] | 0.0155 |  | 0.5595 | 0 | 0 | 0
| 1990 | [5 empty] | 0.0155 |  | 0.5595 | 0 | 0 | 0
| 1991 | [5 empty] | 0.0155 |  | 0.5595 | 0 | 0 | 0
| 1992 | [5 empty] | 0.0155 |  | 0.5595 | 0 | 0 | 0
| 1993 | [5 empty] | 0.0155 |  | 0.5595 | 0 | 0 | 0
| 1994 | [5 empty] | 0.0155 |  | 0.5595 | 0 | 0 | 0
| 1995 | [5 empty] | 0.0155 |  | 0.5595 | 0 | 0 | 0
| 1996 | [5 empty] | 0.0155 |  | 0.5595 | 0 | 0 | 0
| 1997 | [5 empty] | 0.0155 |  | 0.5595 | 0 | 0 | 0
| 1998 | [5 empty] | 0.0155 |  | 0.5595 | 0 | 0 | 0
| 1999 | [5 empty] | 0.0155 |  | 0.5595 | 0 | 0 | 0
| 2000 | [5 empty] | 0.0155 |  | 0.5595 | 0 | 0 | 0
| 2001 | [5 empty] | 0.0155 |  | 0.5595 | 0 | 0 | 0
| 2002 | [5 empty] | 0.0155 |  | 0.5595 | 0 | 0 | 0
| 2003 | [5 empty] | 0.0155 |  | 0.5595 | 0 | 0 | 0
| 2004 | [5 empty] | 0.0155 |  | 0.5595 | 0 | 0 | 0
| 2005 | [5 empty] | 0.0155 |  | 0.5595 | 0 | 0 | 0
| 2006 | [5 empty] | 0.0155 |  | 0.5595 | 0 | 0 | 0
| 2007 | [5 empty] | 0.0155 |  | 0.5595 | 0 | 0 | 0
| 2008 | [5 empty] | 0.0155 |  | 0.5595 | 0 | 0 | 0
| 2009 | [5 empty] | 0.0155 |  | 0.5595 | 0 | 0 | 0
| 2010 | [5 empty] | 0.0155 |  | 0.5595 | 0 | 0 | 0
| 2011 | [5 empty] | 0.0155 |  | 0.5595 | 0 | 0 | 0
| 2012 | [5 empty] | 0.0155 |  | 0.5595 | 0 | 0 | 0
| 2013 | [5 empty] | 0.0155 |  | 0.5595 | 0 | 0 | 0
| 2014 | [5 empty] | 0.0155 |  | 0.5595 | 0 | 0 | 0
| 2015 | [5 empty] | 0.0155 |  | 0.5595 | 0 | 0 | 0
| 2016 | [5 empty] | 0.0155 |  | 0.5595 | 0 | 0 | 0
| 2017 | [5 empty] | 0.0155 |  | 0.5595 | 0 | 0 | 0
| 2018 | [5 empty] | 0.0155 |  | 0.5595 | 0 | 0 | 0
| 2019 | [5 empty] | 0.0155 |  | 0.5595 | 0 | 0 | 0
| 2020 | [5 empty] | 0.0155 |  | 0.5595 | 0 | 0 | 0
| 2021 | [5 empty] | 0.0155 |  | 0.5595 | 0 | 0 | 0
| 2022 | [5 empty] | 0.0155 |  | 0.5595 | 0 | 0 | 0
| 2023 | [5 empty] | 0.0155 |  | 0.5595 | 0 | 0 | 0
| 2024 | [5 empty] | 0.0155 |  | 0.5595 | 0 | 0 | 0
| 2025 | [5 empty] | 0.0155 |  | 0.5595 | 0 | 0 | 0
| 2026 | [5 empty] | 0.0155 |  | 0.5595 | 0 | 0 | 0
| 2027 | [5 empty] | 0.0155 |  | 0.5595 | 0 | 0 | 0
| 2028 | [5 empty] | 0.0155 |  | 0.5595 | 0 | 0 | 0
| 2029 | [5 empty] | 0.0155 |  | 0.5595 | 0 | 0 | 0
| 2030 | [5 empty] | 0.0155 |  | 0.5595 | 0 | 0 | 0
| 2031 | [5 empty] | 0.0155 |  | 0.5595 | 0 | 0 | 0
| 2032 | [5 empty] | 0.0155 |  | 0.5595 | 0 | 0 | 0
| 2033 | [5 empty] | 0.0155 |  | 0.5595 | 0 | 0 | 0
| 2034 | [5 empty] | 0.0155 |  | 0.5595 | 0 | 0 | 0
| 2035 | [5 empty] | 0.0155 |  | 0.5595 | 0 | 0 | 0
| 2036 | [5 empty] | 0.0155 |  | 0.5595 | 0 | 0 | 0
| 2037 | [5 empty] | 0.0155 |  | 0.5595 | 0 | 0 | 0
| 2038 | [5 empty] | 0.0155 |  | 0.5595 | 0 | 0 | 0
| 2039 | [5 empty] | 0.0155 |  | 0.5595 | 0 | 0 | 0
| 2040 | [5 empty] | 0.0155 |  | 0.5595 | 0 | 0 | 0
| 2041 | [5 empty] | 0.0155 |  | 0.5595 | 0 | 0 | 0
| 2042 | [5 empty] | 0.0155 |  | 0.5595 | 0 | 0 | 0
| 2043 | [5 empty] | 0.0155 |  | 0.5595 | 0 | 0 | 0
| 2044 | [5 empty] | 0.0155 |  | 0.5595 | 0 | 0 | 0
| 2045 | [5 empty] | 0.0155 |  | 0.5595 | 0 | 0 | 0
| 2046 | [5 empty] | 0.0155 |  | 0.5595 | 0 | 0 | 0
| 2047 | [5 empty] | 0.0155 |  | 0.5595 | 0 | 0 | 0
| 2048 | [5 empty] | 0.0155 |  | 0.5595 | 0 | 0 | 0
| 2049 | [5 empty] | 0.0155 |  | 0.5595 | 0 | 0 | 0
| 2050 | [5 empty] | 0.0155 |  | 0.5595 | 0 | 0 | 0
| 2051 | [5 empty] | 0.0155 |  | 0.5595 | 0 | 0 | 0
| 2052 | [5 empty] | 0.0155 |  | 0.5595 | 0 | 0 | 0
| 2053 | [5 empty] | 0.0155 |  | 0.5595 | 0 | 0 | 0
| 2054 | [5 empty] | 0.0155 |  | 0.5595 | 0 | 0 | 0
| 2055 | [5 empty] | 0.0155 |  | 0.5595 | 0 | 0 | 0
| 2056 | [5 empty] | 0.0155 |  | 0.5595 | 0 | 0 | 0
| 2057 | [5 empty] | 0.0155 |  | 0.5595 | 0 | 0 | 0
| 2058 | [5 empty] | 0.0155 |  | 0.5595 | 0 | 0 | 0
| 2059 | [5 empty] | 0.0155 |  | 0.5595 | 0 | 0 | 0
| 2060 | [5 empty] | 0.0155 |  | 0.5595 | 0 | 0 | 0
| 2061 | [5 empty] | 0.0155 |  | 0.5595 | 0 | 0 | 0
| 2062 | [5 empty] | 0.0155 |  | 0.5595 | 0 | 0 | 0
| 2063 | [5 empty] | 0.0155 |  | 0.5595 | 0 | 0 | 0
| 2064 | [5 empty] | 0.0155 |  | 0.5595 | 0 | 0 | 0
| 2065 | [5 empty] | 0.0155 |  | 0.5595 | 0 | 0 | 0
| 2066 | [5 empty] | 0.0155 |  | 0.5595 | 0 | 0 | 0
| 2067 | [5 empty] | 0.0155 |  | 0.5595 | 0 | 0 | 0
| 2068 | [5 empty] | 0.0155 |  | 0.5595 | 0 | 0 | 0
| 2069 | [5 empty] | 0.0155 |  | 0.5595 | 0 | 0 | 0
| 2070 | [5 empty] | 0.0155 |  | 0.5595 | 0 | 0 | 0
| 2071 | [5 empty] | 0.0155 |  | 0.5595 | 0 | 0 | 0
| 2072 | [5 empty] | 0.0155 |  | 0.5595 | 0 | 0 | 0
| 2073 | [5 empty] | 0.0155 |  | 0.5595 | 0 | 0 | 0
| 2074 | [5 empty] | 0.0155 |  | 0.5595 | 0 | 0 | 0
| 2075 | [5 empty] | 0.0155 |  | 0.5595 | 0 | 0 | 0
| 2076 | [5 empty] | 0.0155 |  | 0.5595 | 0 | 0 | 0
| 2077 | [5 empty] | 0.0155 |  | 0.5595 | 0 | 0 | 0
| 2078 | [5 empty] | 0.0155 |  | 0.5595 | 0 | 0 | 0
| 2079 | [5 empty] | 0.0155 |  | 0.5595 | 0 | 0 | 0
| 2080 | [5 empty] | 0.0155 |  | 0.5595 | 0 | 0 | 0
| 2081 | [5 empty] | 0.0155 |  | 0.5595 | 0 | 0 | 0
| 2082 | [5 empty] | 0.0155 |  | 0.5595 | 0 | 0 | 0
| 2083 | [5 empty] | 0.0155 |  | 0.5595 | 0 | 0 | 0
| 2084 | [5 empty] | 0.0155 |  | 0.5595 | 0 | 0 | 0
| 2085 | [5 empty] | 0.0155 |  | 0.5595 | 0 | 0 | 0
| 2086 | [5 empty] | 0.0155 |  | 0.5595 | 0 | 0 | 0
| 2087 | [5 empty] | 0.0155 |  | 0.5595 | 0 | 0 | 0
| 2088 | [5 empty] | 0.0155 |  | 0.5595 | 0 | 0 | 0
| 2089 | [5 empty] | 0.0155 |  | 0.5595 | 0 | 0 | 0
| 2090 | [5 empty] | 0.0155 |  | 0.5595 | 0 | 0 | 0
| 2091 | [5 empty] | 0.0155 |  | 0.5595 | 0 | 0 | 0
| 2092 | [5 empty] | 0.0155 |  | 0.5595 | 0 | 0 | 0
| 2093 | [5 empty] | 0.0155 |  | 0.5595 | 0 | 0 | 0
| 2094 | [5 empty] | 0.0155 |  | 0.5595 | 0 | 0 | 0
| 2095 | [5 empty] | 0.0155 |  | 0.5595 | 0 | 0 | 0
| 2096 | [5 empty] | 0.0155 |  | 0.5595 | 0 | 0 | 0
| 2097 | [5 empty] | 0.0155 |  | 0.5595 | 0 | 0 | 0
| 2098 | [5 empty] | 0.0155 |  | 0.5595 | 0 | 0 | 0
| 2099 | [5 empty] | 0.0155 |  | 0.5595 | 0 | 0 | 0
| 2100 | [5 empty] | 0.0155 |  | 0.5595 | 0 | 0 | 0
| 2101 | [5 empty] | 0.0155 |  | 0.5595 | 0 | 0 | 0
| 2102 | [5 empty] | 0.0155 |  | 0.5595 | 0 | 0 | 0
| 2103 | [5 empty] | 0.0155 |  | 0.5595 | 0 | 0 | 0
| 2104 | [5 empty] | 0.0155 |  | 0.5595 | 0 | 0 | 0
| 2105 | [5 empty] | 0.0155 |  | 0.5595 | 0 | 0 | 0
| 2106 | [5 empty] | 0.0155 |  | 0.5595 | 0 | 0 | 0
| 2107 | [5 empty] | 0.0155 |  | 0.5595 | 0 | 0 | 0
| 2108 | [5 empty] | 0.0155 |  | 0.5595 | 0 | 0 | 0
| 2109 | [5 empty] | 0.0155 |  | 0.5595 | 0 | 0 | 0
| 2110 | [5 empty] | 0.0155 |  | 0.5595 | 0 | 0 | 0
| 2111 | [5 empty] | 0.0155 |  | 0.5595 | 0 | 0 | 0
| 2112 | [5 empty] | 0.0155 |  | 0.5595 | 0 | 0 | 0
| 2113 | [5 empty] | 0.0155 |  | 0.5595 | 0 | 0 | 0
| 2114 | [5 empty] | 0.0155 |  | 0.5595 | 0 | 0 | 0
| 2115 | [5 empty] | 0.0155 |  | 0.5595 | 0 | 0 | 0
| 2116 | [5 empty] | 0.0155 |  | 0.5595 | 0 | 0 | 0
| 2117 | [5 empty] | 0.0155 |  | 0.5595 | 0 | 0 | 0
| 2118 | [5 empty] | 0.0155 |  | 0.5595 | 0 | 0 | 0
| 2119 | [5 empty] | 0.0155 |  | 0.5595 | 0 | 0 | 0
| 2120 | [5 empty] | 0.0155 |  | 0.5595 | 0 | 0 | 0
| 2121 | [5 empty] | 0.0155 |  | 0.5595 | 0 | 0 | 0
| 2122 | [5 empty] | 0.0155 |  | 0.5595 | 0 | 0 | 0
| 2123 | [5 empty] | 0.0155 |  | 0.5595 | 0 | 0 | 0
| 2124 | [5 empty] | 0.0155 |  | 0.5595 | 0 | 0 | 0
| 2125 | [5 empty] | 0.0155 |  | 0.5595 | 0 | 0 | 0
| 2126 | [5 empty] | 0.0155 |  | 0.5595 | 0 | 0 | 0
| 2127 | [5 empty] | 0.0155 |  | 0.5595 | 0 | 0 | 0
| 2128 | [5 empty] | 0.0155 |  | 0.5595 | 0 | 0 | 0
| 2129 | [5 empty] | 0.0155 |  | 0.5595 | 0 | 0 | 0
| 2130 | [5 empty] | 0.0155 |  | 0.5595 | 0 | 0 | 0
| 2131 | [5 empty] | 0.0155 |  | 0.5595 | 0 | 0 | 0
| 2132 | [5 empty] | 0.0155 |  | 0.5595 | 0 | 0 | 0
| 2133 | [5 empty] | 0.0155 |  | 0.5595 | 0 | 0 | 0
| 2134 | [5 empty] | 0.0155 |  | 0.5595 | 0 | 0 | 0
| 2135 | [5 empty] | 0.0155 |  | 0.5595 | 0 | 0 | 0
| 2136 | [5 empty] | 0.0155 |  | 0.5595 | 0 | 0 | 0
| 2137 | [5 empty] | 0.0155 |  | 0.5595 | 0 | 0 | 0
| 2138 | [5 empty] | 0.0155 |  | 0.5595 | 0 | 0 | 0
| 2139 | [5 empty] | 0.0155 |  | 0.5595 | 0 | 0 | 0
| 2140 | [5 empty] | 0.0155 |  | 0.5595 | 0 | 0 | 0
| 2141 | [5 empty] | 0.0155 |  | 0.5595 | 0 | 0 | 0
| 2142 | [5 empty] | 0.0155 |  | 0.5595 | 0 | 0 | 0
| 2143 | [5 empty] | 0.0155 |  | 0.5595 | 0 | 0 | 0
| 2144 | [5 empty] | 0.0155 |  | 0.5595 | 0 | 0 | 0
| 2145 | [5 empty] | 0.0155 |  | 0.5595 | 0 | 0 | 0
| 2146 | [5 empty] | 0.0155 |  | 0.5595 | 0 | 0 | 0
| 2147 | [5 empty] | 0.0155 |  | 0.5595 | 0 | 0 | 0
| 2148 | [5 empty] | 0.0155 |  | 0.5595 | 0 | 0 | 0
| 2149 | [5 empty] | 0.0155 |  | 0.5595 | 0 | 0 | 0
| 2150 | [5 empty] | 0.0155 |  | 0.5595 | 0 | 0 | 0
| 2151 | [5 empty] | 0.0155 |  | 0.5595 | 0 | 0 | 0
| 2152 | [5 empty] | 0.0155 |  | 0.5595 | 0 | 0 | 0
| 2153 | [5 empty] | 0.0155 |  | 0.5595 | 0 | 0 | 0
| 2154 | [5 empty] | 0.0155 |  | 0.5595 | 0 | 0 | 0
| 2155 | [5 empty] | 0.0155 |  | 0.5595 | 0 | 0 | 0
| 2156 | [5 empty] | 0.0155 |  | 0.5595 | 0 | 0 | 0
| 2157 | [5 empty] | 0.0155 |  | 0.5595 | 0 | 0 | 0
| 2158 | [5 empty] | 0.0155 |  | 0.5595 | 0 | 0 | 0
| 2159 | [5 empty] | 0.0155 |  | 0.5595 | 0 | 0 | 0
| 2160 | [5 empty] | 0.0155 |  | 0.5595 | 0 | 0 | 0
| 2161 | [5 empty] | 0.0155 |  | 0.5595 | 0 | 0 | 0
| 2162 | [5 empty] | 0.0155 |  | 0.5595 | 0 | 0 | 0
| 2163 | [5 empty] | 0.0155 |  | 0.5595 | 0 | 0 | 0
| 2164 | [5 empty] | 0.0155 |  | 0.5595 | 0 | 0 | 0
| 2165 | [5 empty] | 0.0155 |  | 0.5595 | 0 | 0 | 0
| 2166 | [5 empty] | 0.0155 |  | 0.5595 | 0 | 0 | 0
| 2167 | [5 empty] | 0.0155 |  | 0.5595 | 0 | 0 | 0
| 2168 | [5 empty] | 0.0155 |  | 0.5595 | 0 | 0 | 0
| 2169 | [5 empty] | 0.0155 |  | 0.5595 | 0 | 0 | 0
| 2170 | [5 empty] | 0.0155 |  | 0.5595 | 0 | 0 | 0
| 2171 | [5 empty] | 0.0155 |  | 0.5595 | 0 | 0 | 0
| 2172 | [5 empty] | 0.0155 |  | 0.5595 | 0 | 0 | 0
| 2173 | [5 empty] | 0.0155 |  | 0.5595 | 0 | 0 | 0
| 2174 | [5 empty] | 0.0155 |  | 0.5595 | 0 | 0 | 0
| 2175 | [5 empty] | 0.0155 |  | 0.5595 | 0 | 0 | 0
| 2176 | [5 empty] | 0.0155 |  | 0.5595 | 0 | 0 | 0
| 2177 | [5 empty] | 0.0155 |  | 0.5595 | 0 | 0 | 0
| 2178 | [5 empty] | 0.0155 |  | 0.5595 | 0 | 0 | 0
| 2179 | [5 empty] | 0.0155 |  | 0.5595 | 0 | 0 | 0
| 2180 | [5 empty] | 0.0155 |  | 0.5595 | 0 | 0 | 0
| 2181 | [5 empty] | 0.0155 |  | 0.5595 | 0 | 0 | 0
| 2182 | [5 empty] | 0.0155 |  | 0.5595 | 0 | 0 | 0
| 2183 | [5 empty] | 0.0155 |  | 0.5595 | 0 | 0 | 0
| 2184 | [5 empty] | 0.0155 |  | 0.5595 | 0 | 0 | 0
| 2185 | [5 empty] | 0.0155 |  | 0.5595 | 0 | 0 | 0
| 2186 | [5 empty] | 0.0155 |  | 0.5595 | 0 | 0 | 0
| 2187 | [5 empty] | 0.0155 |  | 0.5595 | 0 | 0 | 0
| 2188 | [5 empty] | 0.0155 |  | 0.5595 | 0 | 0 | 0
| 2189 | [5 empty] | 0.0155 |  | 0.5595 | 0 | 0 | 0
| 2190 | [5 empty] | 0.0155 |  | 0.5595 | 0 | 0 | 0
| 2191 | [5 empty] | 0.0155 |  | 0.5595 | 0 | 0 | 0
| 2192 | [5 empty] | 0.0155 |  | 0.5595 | 0 | 0 | 0
| 2193 | [5 empty] | 0.0155 |  | 0.5595 | 0 | 0 | 0
| 2194 | [5 empty] | 0.0155 |  | 0.5595 | 0 | 0 | 0
| 2195 | [5 empty] | 0.0155 |  | 0.5595 | 0 | 0 | 0
| 2196 | [5 empty] | 0.0155 |  | 0.5595 | 0 | 0 | 0
| 2197 | [5 empty] | 0.0155 |  | 0.5595 | 0 | 0 | 0
| 2198 | [5 empty] | 0.0155 |  | 0.5595 | 0 | 0 | 0
| 2199 | [5 empty] | 0.0155 |  | 0.5595 | 0 | 0 | 0
| 2200 | [5 empty] | 0.0155 |  | 0.5595 | 0 | 0 | 0
| 2201 | [5 empty] | 0.0155 |  | 0.5595 | 0 | 0 | 0
| 2202 | [5 empty] | 0.0155 |  | 0.5595 | 0 | 0 | 0
| 2203 | [5 empty] | 0.0155 |  | 0.5595 | 0 | 0 | 0
| 2204 | [5 empty] | 0.0155 |  | 0.5595 | 0 | 0 | 0
| 2205 | [5 empty] | 0.0155 |  | 0.5595 | 0 | 0 | 0
| 2206 | [5 empty] | 0.0155 |  | 0.5595 | 0 | 0 | 0
| 2207 | [5 empty] | 0.0155 |  | 0.5595 | 0 | 0 | 0
| 2208 | [5 empty] | 0.0155 |  | 0.5595 | 0 | 0 | 0
| 2209 | [5 empty] | 0.0155 |  | 0.5595 | 0 | 0 | 0
| 2210 | [5 empty] | 0.0155 |  | 0.5595 | 0 | 0 | 0
| 2211 | [5 empty] | 0.0155 |  | 0.5595 | 0 | 0 | 0
| 2212 | [5 empty] | 0.0155 |  | 0.5595 | 0 | 0 | 0
| 2213 | [5 empty] | 0.0155 |  | 0.5595 | 0 | 0 | 0
| 2214 | [5 empty] | 0.0155 |  | 0.5595 | 0 | 0 | 0
| 2215 | [5 empty] | 0.0155 |  | 0.5595 | 0 | 0 | 0
| 2216 | [5 empty] | 0.0155 |  | 0.5595 | 0 | 0 | 0
| 2217 | [5 empty] | 0.0155 |  | 0.5595 | 0 | 0 | 0
| 2218 | [5 empty] | 0.0155 |  | 0.5595 | 0 | 0 | 0
| 2219 | [5 empty] | 0.0155 |  | 0.5595 | 0 | 0 | 0
| 2220 | [5 empty] | 0.0155 |  | 0.5595 | 0 | 0 | 0
| 2221 | [5 empty] | 0.0155 |  | 0.5595 | 0 | 0 | 0
| 2222 | [5 empty] | 0.0155 |  | 0.5595 | 0 | 0 | 0
| 2223 | [5 empty] | 0.0155 |  | 0.5595 | 0 | 0 | 0
| 2224 | [5 empty] | 0.0155 |  | 0.5595 | 0 | 0 | 0
| 2225 | [5 empty] | 0.0155 |  | 0.5595 | 0 | 0 | 0
| 2226 | [5 empty] | 0.0155 |  | 0.5595 | 0 | 0 | 0
| 2227 | [5 empty] | 0.0155 |  | 0.5595 | 0 | 0 | 0
| 2228 | [5 empty] | 0.0155 |  | 0.5595 | 0 | 0 | 0
| 2229 | [5 empty] | 0.0155 |  | 0.5595 | 0 | 0 | 0
| 2230 | [5 empty] | 0.0155 |  | 0.5595 | 0 | 0 | 0
| 2231 | [5 empty] | 0.0155 |  | 0.5595 | 0 | 0 | 0
| 2232 | [5 empty] | 0.0155 |  | 0.5595 | 0 | 0 | 0
| 2233 | [5 empty] | 0.0155 |  | 0.5595 | 0 | 0 | 0
| 2234 | [5 empty] | 0.0155 |  | 0.5595 | 0 | 0 | 0
| 2235 | [5 empty] | 0.0155 |  | 0.5595 | 0 | 0 | 0
| 2236 | [5 empty] | 0.0155 |  | 0.5595 | 0 | 0 | 0
| 2237 | [5 empty] | 0.0155 |  | 0.5595 | 0 | 0 | 0
| 2238 | [5 empty] | 0.0155 |  | 0.5595 | 0 | 0 | 0
| 2239 | [5 empty] | 0.0155 |  | 0.5595 | 0 | 0 | 0
| 2240 | [5 empty] | 0.0155 |  | 0.5595 | 0 | 0 | 0
| 2241 | [5 empty] | 0.0155 |  | 0.5595 | 0 | 0 | 0
| 2242 | [5 empty] | 0.0155 |  | 0.5595 | 0 | 0 | 0
| 2243 | [5 empty] | 0.0155 |  | 0.5595 | 0 | 0 | 0
| 2244 | [5 empty] | 0.0155 |  | 0.5595 | 0 | 0 | 0
| 2245 | [5 empty] | 0.0155 |  | 0.5595 | 0 | 0 | 0
| 2246 | [5 empty] | 0.0155 |  | 0.5595 | 0 | 0 | 0
| 2247 | [5 empty] | 0.0155 |  | 0.5595 | 0 | 0 | 0
| 2248 | [5 empty] | 0.0155 |  | 0.5595 | 0 | 0 | 0
| 2249 | [5 empty] | 0.0155 |  | 0.5595 | 0 | 0 | 0
| 2250 | [5 empty] | 0.0155 |  | 0.5595 | 0 | 0 | 0
| 2251 | [5 empty] | 0.0155 |  | 0.5595 | 0 | 0 | 0
| 2252 | [5 empty] | 0.0155 |  | 0.5595 | 0 | 0 | 0
| 2253 | [5 empty] | 0.0155 |  | 0.5595 | 0 | 0 | 0
| 2254 | [5 empty] | 0.0155 |  | 0.5595 | 0 | 0 | 0
| 2255 | [5 empty] | 0.0155 |  | 0.5595 | 0 | 0 | 0
| 2256 | [5 empty] | 0.0155 |  | 0.5595 | 0 | 0 | 0
| 2257 | [5 empty] | 0.0155 |  | 0.5595 | 0 | 0 | 0
| 2258 | [5 empty] | 0.0155 |  | 0.5595 | 0 | 0 | 0
| 2259 | [5 empty] | 0.0155 |  | 0.5595 | 0 | 0 | 0
| 2260 | [5 empty] | 0.0155 |  | 0.5595 | 0 | 0 | 0
| 2261 | [5 empty] | 0.0155 |  | 0.5595 | 0 | 0 | 0
| 2262 | [5 empty] | 0.0155 |  | 0.5595 | 0 | 0 | 0
| 2263 | [5 empty] | 0.0155 |  | 0.5595 | 0 | 0 | 0
| 2264 | [5 empty] | 0.0155 |  | 0.5595 | 0 | 0 | 0
| 2265 | [5 empty] | 0.0155 |  | 0.5595 | 0 | 0 | 0
| 2266 | [5 empty] | 0.0155 |  | 0.5595 | 0 | 0 | 0
| 2267 | [5 empty] | 0.0155 |  | 0.5595 | 0 | 0 | 0
| 2268 | [5 empty] | 0.0155 |  | 0.5595 | 0 | 0 | 0
| 2269 | [5 empty] | 0.0155 |  | 0.5595 | 0 | 0 | 0
| 2270 | [5 empty] | 0.0155 |  | 0.5595 | 0 | 0 | 0
| 2271 | [5 empty] | 0.0155 |  | 0.5595 | 0 | 0 | 0
| 2272 | [5 empty] | 0.0155 |  | 0.5595 | 0 | 0 | 0
| 2273 | [5 empty] | 0.0155 |  | 0.5595 | 0 | 0 | 0
| 2274 | [5 empty] | 0.0155 |  | 0.5595 | 0 | 0 | 0
| 2275 | [5 empty] | 0.0155 |  | 0.5595 | 0 | 0 | 0
| 2276 | [5 empty] | 0.0155 |  | 0.5595 | 0 | 0 | 0
| 2277 | [5 empty] | 0.0155 |  | 0.5595 | 0 | 0 | 0
| 2278 | [5 empty] | 0.0155 |  | 0.5595 | 0 | 0 | 0
| 2279 | [5 empty] | 0.0155 |  | 0.5595 | 0 | 0 | 0
| 2280 | [5 empty] | 0.0155 |  | 0.5595 | 0 | 0 | 0
| 2281 | [5 empty] | 0.0155 |  | 0.5595 | 0 | 0 | 0
| 2282 | [5 empty] | 0.0155 |  | 0.5595 | 0 | 0 | 0
| 2283 | [5 empty] | 0.0155 |  | 0.5595 | 0 | 0 | 0
| 2284 | [5 empty] | 0.0155 |  | 0.5595 | 0 | 0 | 0
| 2285 | [5 empty] | 0.0155 |  | 0.5595 | 0 | 0 | 0
| 2286 | [5 empty] | 0.0155 |  | 0.5595 | 0 | 0 | 0
| 2287 | [5 empty] | 0.0155 |  | 0.5595 | 0 | 0 | 0
| 2288 | [5 empty] | 0.0155 |  | 0.5595 | 0 | 0 | 0
| 2289 | [5 empty] | 0.0155 |  | 0.5595 | 0 | 0 | 0
| 2290 | [5 empty] | 0.0155 |  | 0.5595 | 0 | 0 | 0
| 2291 | [5 empty] | 0.0155 |  | 0.5595 | 0 | 0 | 0
| 2292 | [5 empty] | 0.0155 |  | 0.5595 | 0 | 0 | 0
| 2293 | [5 empty] | 0.0155 |  | 0.5595 | 0 | 0 | 0
| 2294 | [5 empty] | 0.0155 |  | 0.5595 | 0 | 0 | 0
| 2295 | [5 empty] | 0.0155 |  | 0.5595 | 0 | 0 | 0
| 2296 | [5 empty] | 0.0155 |  | 0.5595 | 0 | 0 | 0
| 2297 | [5 empty] | 0.0155 |  | 0.5595 | 0 | 0 | 0
| 2298 | [5 empty] | 0.0155 |  | 0.5595 | 0 | 0 | 0
| 2299 | [5 empty] | 0.0155 |  | 0.5595 | 0 | 0 | 0
| 2300 | [5 empty] | 0.0155 |  | 0.5595 | 0 | 0 | 0
| 2301 | [5 empty] | 0.0155 |  | 0.5595 | 0 | 0 | 0
| 2302 | [5 empty] | 0.0155 |  | 0.5595 | 0 | 0 | 0
| 2303 | [5 empty] | 0.0155 |  | 0.5595 | 0 | 0 | 0
| 2304 | [5 empty] | 0.0155 |  | 0.5595 | 0 | 0 | 0
| 2305 | [5 empty] | 0.0155 |  | 0.5595 | 0 | 0 | 0
| 2306 | [5 empty] | 0.0155 |  | 0.5595 | 0 | 0 | 0
| 2307 | [5 empty] | 0.0155 |  | 0.5595 | 0 | 0 | 0
| 2308 | [5 empty] | 0.0155 |  | 0.5595 | 0 | 0 | 0
| 2309 | [5 empty] | 0.0155 |  | 0.5595 | 0 | 0 | 0
| 2310 | [5 empty] | 0.0155 |  | 0.5595 | 0 | 0 | 0
| 2311 | [5 empty] | 0.0155 |  | 0.5595 | 0 | 0 | 0
| 2312 | [5 empty] | 0.0155 |  | 0.5595 | 0 | 0 | 0
| 2313 | [5 empty] | 0.0155 |  | 0.5595 | 0 | 0 | 0
| 2314 | [5 empty] | 0.0155 |  | 0.5595 | 0 | 0 | 0
| 2315 | [5 empty] | 0.0155 |  | 0.5595 | 0 | 0 | 0
| 2316 | [5 empty] | 0.0155 |  | 0.5595 | 0 | 0 | 0
| 2317 | [5 empty] | 0.0155 |  | 0.5595 | 0 | 0 | 0
| 2318 | [5 empty] | 0.0155 |  | 0.5595 | 0 | 0 | 0
| 2319 | [5 empty] | 0.0155 |  | 0.5595 | 0 | 0 | 0
| 2320 | [5 empty] | 0.0155 |  | 0.5595 | 0 | 0 | 0
| 2321 | [5 empty] | 0.0155 |  | 0.5595 | 0 | 0 | 0
| 2322 | [5 empty] | 0.0155 |  | 0.5595 | 0 | 0 | 0
| 2323 | [5 empty] | 0.0155 |  | 0.5595 | 0 | 0 | 0
| 2324 | [5 empty] | 0.0155 |  | 0.5595 | 0 | 0 | 0
| 2325 | [5 empty] | 0.0155 |  | 0.5595 | 0 | 0 | 0
| 2326 | [5 empty] | 0.0155 |  | 0.5595 | 0 | 0 | 0
| 2327 | [5 empty] | 0.0155 |  | 0.5595 | 0 | 0 | 0
| 2328 | [5 empty] | 0.0155 |  | 0.5595 | 0 | 0 | 0
| 2329 | [5 empty] | 0.0155 |  | 0.5595 | 0 | 0 | 0
| 2330 | [5 empty] | 0.0155 |  | 0.5595 | 0 | 0 | 0
| 2331 | [5 empty] | 0.0155 |  | 0.5595 | 0 | 0 | 0
| 2332 | [5 empty] | 0.0155 |  | 0.5595 | 0 | 0 | 0
| 2333 | [5 empty] | 0.0155 |  | 0.5595 | 0 | 0 | 0
| 2334 | [5 empty] | 0.0155 |  | 0.5595 | 0 | 0 | 0
| 2335 | [5 empty] | 0.0155 |  | 0.5595 | 0 | 0 | 0
| 2336 | [5 empty] | 0.0155 |  | 0.5595 | 0 | 0 | 0
| 2337 | [5 empty] | 0.0155 |  | 0.5595 | 0 | 0 | 0
| 2338 | [5 empty] | 0.0155 |  | 0.5595 | 0 | 0 | 0
| 2339 | [5 empty] | 0.0155 |  | 0.5595 | 0 | 0 | 0
| 2340 | [5 empty] | 0.0155 |  | 0.5595 | 0 | 0 | 0
| 2341 | [5 empty] | 0.0155 |  | 0.5595 | 0 | 0 | 0
| 2342 | [5 empty] | 0.0155 |  | 0.5595 | 0 | 0 | 0
| 2343 | [5 empty] | 0.0155 |  | 0.5595 | 0 | 0 | 0
| 2344 | [5 empty] | 0.0155 |  | 0.5595 | 0 | 0 | 0
| 2345 | [5 empty] | 0.0155 |  | 0.5595 | 0 | 0 | 0
| 2346 | [5 empty] | 0.0155 |  | 0.5595 | 0 | 0 | 0
| 2347 | [5 empty] | 0.0155 |  | 0.5595 | 0 | 0 | 0
| 2348 | [5 empty] | 0.0155 |  | 0.5595 | 0 | 0 | 0
| 2349 | [5 empty] | 0.0155 |  | 0.5595 | 0 | 0 | 0
| 2350 | [5 empty] | 0.0155 |  | 0.5595 | 0 | 0 | 0
| 2351 | [5 empty] | 0.0155 |  | 0.5595 | 0 | 0 | 0
| 2352 | [5 empty] | 0.0155 |  | 0.5595 | 0 | 0 | 0
| 2353 | [5 empty] | 0.0155 |  | 0.5595 | 0 | 0 | 0
| 2354 | [5 empty] | 0.0155 |  | 0.5595 | 0 | 0 | 0
| 2355 | [5 empty] | 0.0155 |  | 0.5595 | 0 | 0 | 0
| 2356 | [5 empty] | 0.0155 |  | 0.5595 | 0 | 0 | 0
| 2357 | [5 empty] | 0.0155 |  | 0.5595 | 0 | 0 | 0
| 2358 | [5 empty] | 0.0155 |  | 0.5595 | 0 | 0 | 0
| 2359 | [5 empty] | 0.0155 |  | 0.5595 | 0 | 0 | 0
| 2360 | [5 empty] | 0.0155 |  | 0.5595 | 0 | 0 | 0
| 2361 | [5 empty] | 0.0155 |  | 0.5595 | 0 | 0 | 0
| 2362 | [5 empty] | 0.0155 |  | 0.5595 | 0 | 0 | 0
| 2363 | [5 empty] | 0.0155 |  | 0.5595 | 0 | 0 | 0
| 2364 | [5 empty] | 0.0155 |  | 0.5595 | 0 | 0 | 0
| 2365 | [5 empty] | 0.0155 |  | 0.5595 | 0 | 0 | 0
| 2366 | [5 empty] | 0.0155 |  | 0.5595 | 0 | 0 | 0
| 2367 | [5 empty] | 0.0155 |  | 0.5595 | 0 | 0 | 0
| 2368 | [5 empty] | 0.0155 |  | 0.5595 | 0 | 0 | 0
| 2369 | [5 empty] | 0.0155 |  | 0.5595 | 0 | 0 | 0
| 2370 | [5 empty] | 0.0155 |  | 0.5595 | 0 | 0 | 0
| 2371 | [5 empty] | 0.0155 |  | 0.5595 | 0 | 0 | 0
| 2372 | [5 empty] | 0.0155 |  | 0.5595 | 0 | 0 | 0
| 2373 | [5 empty] | 0.0155 |  | 0.5595 | 0 | 0 | 0
| 2374 | [5 empty] | 0.0155 |  | 0.5595 | 0 | 0 | 0
| 2375 | [5 empty] | 0.0155 |  | 0.5595 | 0 | 0 | 0
| 2376 | [5 empty] | 0.0155 |  | 0.5595 | 0 | 0 | 0
| 2377 | [5 empty] | 0.0155 |  | 0.5595 | 0 | 0 | 0
| 2378 | [5 empty] | 0.0155 |  | 0.5595 | 0 | 0 | 0
| 2379 | [5 empty] | 0.0155 |  | 0.5595 | 0 | 0 | 0
| 2380 | [5 empty] | 0.0155 |  | 0.5595 | 0 | 0 | 0
| 2381 | [5 empty] | 0.0155 |  | 0.5595 | 0 | 0 | 0
| 2382 | [5 empty] | 0.0155 |  | 0.5595 | 0 | 0 | 0
| 2383 | [5 empty] | 0.0155 |  | 0.5595 | 0 | 0 | 0
| 2384 | [5 empty] | 0.0155 |  | 0.5595 | 0 | 0 | 0
| 2385 | [5 empty] | 0.0155 |  | 0.5595 | 0 | 0 | 0
| 2386 | [5 empty] | 0.0155 |  | 0.5595 | 0 | 0 | 0
| 2387 | [5 empty] | 0.0155 |  | 0.5595 | 0 | 0 | 0
| 2388 | [5 empty] | 0.0155 |  | 0.5595 | 0 | 0 | 0
| 2389 | [5 empty] | 0.0155 |  | 0.5595 | 0 | 0 | 0
| 2390 | [5 empty] | 0.0155 |  | 0.5595 | 0 | 0 | 0
| 2391 | [5 empty] | 0.0155 |  | 0.5595 | 0 | 0 | 0
| 2392 | [5 empty] | 0.0155 |  | 0.5595 | 0 | 0 | 0
| 2393 | [5 empty] | 0.0155 |  | 0.5595 | 0 | 0 | 0
| 2394 | [5 empty] | 0.0155 |  | 0.5595 | 0 | 0 | 0
| 2395 | [5 empty] | 0.0155 |  | 0.5595 | 0 | 0 | 0
| 2396 | [5 empty] | 0.0155 |  | 0.5595 | 0 | 0 | 0
| 2397 | [5 empty] | 0.0155 |  | 0.5595 | 0 | 0 | 0
| 2398 | [5 empty] | 0.0155 |  | 0.5595 | 0 | 0 | 0
| 2399 | [5 empty] | 0.0155 |  | 0.5595 | 0 | 0 | 0
| 2400 | [5 empty] | 0.0155 |  | 0.5595 | 0 | 0 | 0
| 2401 | [5 empty] | 0.0155 |  | 0.5595 | 0 | 0 | 0
| 2402 | [5 empty] | 0.0155 |  | 0.5595 | 0 | 0 | 0
| 2403 | [5 empty] | 0.0155 |  | 0.5595 | 0 | 0 | 0
| 2404 | [5 empty] | 0.0155 |  | 0.5595 | 0 | 0 | 0
| 2405 | [5 empty] | 0.0155 |  | 0.5595 | 0 | 0 | 0
| 2406 | [5 empty] | 0.0155 |  | 0.5595 | 0 | 0 | 0
| 2407 | [5 empty] | 0.0155 |  | 0.5595 | 0 | 0 | 0
| 2408 | [5 empty] | 0.0155 |  | 0.5595 | 0 | 0 | 0
| 2409 | [5 empty] | 0.0155 |  | 0.5595 | 0 | 0 | 0
| 2410 | [5 empty] | 0.0155 |  | 0.5595 | 0 | 0 | 0
| 2411 | [5 empty] | 0.0155 |  | 0.5595 | 0 | 0 | 0
| 2412 | [5 empty] | 0.0155 |  | 0.5595 | 0 | 0 | 0
| 2413 | [5 empty] | 0.0155 |  | 0.5595 | 0 | 0 | 0
| 2414 | [5 empty] | 0.0155 |  | 0.5595 | 0 | 0 | 0
| 2415 | [5 empty] | 0.0155 |  | 0.5595 | 0 | 0 | 0
| 2416 | [5 empty] | 0.0155 |  | 0.5595 | 0 | 0 | 0
| 2417 | [5 empty] | 0.0155 |  | 0.5595 | 0 | 0 | 0
| 2418 | [5 empty] | 0.0155 |  | 0.5595 | 0 | 0 | 0
| 2419 | [5 empty] | 0.0155 |  | 0.5595 | 0 | 0 | 0
| 2420 | [5 empty] | 0.0155 |  | 0.5595 | 0 | 0 | 0
| 2421 | [5 empty] | 0.0155 |  | 0.5595 | 0 | 0 | 0
| 2422 | [5 empty] | 0.0155 |  | 0.5595 | 0 | 0 | 0
| 2423 | [5 empty] | 0.0155 |  | 0.5595 | 0 | 0 | 0
| 2424 | [5 empty] | 0.0155 |  | 0.5595 | 0 | 0 | 0
| 2425 | [5 empty] | 0.0155 |  | 0.5595 | 0 | 0 | 0
| 2426 | [5 empty] | 0.0155 |  | 0.5595 | 0 | 0 | 0
| 2427 | [5 empty] | 0.0155 |  | 0.5595 | 0 | 0 | 0
| 2428 | [5 empty] | 0.0155 |  | 0.5595 | 0 | 0 | 0
| 2429 | [5 empty] | 0.0155 |  | 0.5595 | 0 | 0 | 0
| 2430 | [5 empty] | 0.0155 |  | 0.5595 | 0 | 0 | 0
| 2431 | [5 empty] | 0.0155 |  | 0.5595 | 0 | 0 | 0
| 2432 | [5 empty] | 0.0155 |  | 0.5595 | 0 | 0 | 0
| 2433 | [5 empty] | 0.0155 |  | 0.5595 | 0 | 0 | 0
| 2434 | [5 empty] | 0.0155 |  | 0.5595 | 0 | 0 | 0
| 2435 | [5 empty] | 0.0155 |  | 0.5595 | 0 | 0 | 0
| 2436 | [5 empty] | 0.0155 |  | 0.5595 | 0 | 0 | 0
| 2437 | [5 empty] | 0.0155 |  | 0.5595 | 0 | 0 | 0
| 2438 | [5 empty] | 0.0155 |  | 0.5595 | 0 | 0 | 0
| 2439 | [5 empty] | 0.0155 |  | 0.5595 | 0 | 0 | 0
| 2440 | [5 empty] | 0.0155 |  | 0.5595 | 0 | 0 | 0
| 2441 | [5 empty] | 0.0155 |  | 0.5595 | 0 | 0 | 0
| 2442 | [5 empty] | 0.0155 |  | 0.5595 | 0 | 0 | 0
| 2443 | [5 empty] | 0.0155 |  | 0.5595 | 0 | 0 | 0
| 2444 | [5 empty] | 0.0155 |  | 0.5595 | 0 | 0 | 0
| 2445 | [5 empty] | 0.0155 |  | 0.5595 | 0 | 0 | 0
| 2446 | [5 empty] | 0.0155 |  | 0.5595 | 0 | 0 | 0
| 2447 | [5 empty] | 0.0155 |  | 0.5595 | 0 | 0 | 0
| 2448 | [5 empty] | 0.0155 |  | 0.5595 | 0 | 0 | 0
| 2449 | [5 empty] | 0.0155 |  | 0.5595 | 0 | 0 | 0
| 2450 | [5 empty] | 0.0155 |  | 0.5595 | 0 | 0 | 0
| 2451 | [5 empty] | 0.0155 |  | 0.5595 | 0 | 0 | 0
| 2452 | [5 empty] | 0.0155 |  | 0.5595 | 0 | 0 | 0
| 2453 | [5 empty] | 0.0155 |  | 0.5595 | 0 | 0 | 0
| 2454 | [5 empty] | 0.0155 |  | 0.5595 | 0 | 0 | 0
| 2455 | [5 empty] | 0.0155 |  | 0.5595 | 0 | 0 | 0
| 2456 | [5 empty] | 0.0155 |  | 0.5595 | 0 | 0 | 0
| 2457 | [5 empty] | 0.0155 |  | 0.5595 | 0 | 0 | 0
| 2458 | [5 empty] | 0.0155 |  | 0.5595 | 0 | 0 | 0
| 2459 | [5 empty] | 0.0155 |  | 0.5595 | 0 | 0 | 0
| 2460 | [5 empty] | 0.0155 |  | 0.5595 | 0 | 0 | 0
| 2461 | [5 empty] | 0.0155 |  | 0.5595 | 0 | 0 | 0
| 2462 | [5 empty] | 0.0155 |  | 0.5595 | 0 | 0 | 0
| 2463 | [5 empty] | 0.0155 |  | 0.5595 | 0 | 0 | 0
| 2464 | [5 empty] | 0.0155 |  | 0.5595 | 0 | 0 | 0
| 2465 | [5 empty] | 0.0155 |  | 0.5595 | 0 | 0 | 0
| 2466 | [5 empty] | 0.0155 |  | 0.5595 | 0 | 0 | 0
| 2467 | [5 empty] | 0.0155 |  | 0.5595 | 0 | 0 | 0
| 2468 | [5 empty] | 0.0155 |  | 0.5595 | 0 | 0 | 0
| 2469 | [5 empty] | 0.0155 |  | 0.5595 | 0 | 0 | 0
| 2470 | [5 empty] | 0.0155 |  | 0.5595 | 0 | 0 | 0
| 2471 | [5 empty] | 0.0155 |  | 0.5595 | 0 | 0 | 0
| 2472 | [5 empty] | 0.0155 |  | 0.5595 | 0 | 0 | 0
| 2473 | [5 empty] | 0.0155 |  | 0.5595 | 0 | 0 | 0
| 2474 | [5 empty] | 0.0155 |  | 0.5595 | 0 | 0 | 0
| 2475 | [5 empty] | 0.0155 |  | 0.5595 | 0 | 0 | 0
| 2476 | [5 empty] | 0.0155 |  | 0.5595 | 0 | 0 | 0
| 2477 | [5 empty] | 0.0155 |  | 0.5595 | 0 | 0 | 0
| 2478 | [5 empty] | 0.0155 |  | 0.5595 | 0 | 0 | 0
| 2479 | [5 empty] | 0.0155 |  | 0.5595 | 0 | 0 | 0
| 2480 | [5 empty] | 0.0155 |  | 0.5595 | 0 | 0 | 0
| 2481 | [5 empty] | 0.0155 |  | 0.5595 | 0 | 0 | 0
| 2482 | [5 empty] | 0.0155 |  | 0.5595 | 0 | 0 | 0
| 2483 | [5 empty] | 0.0155 |  | 0.5595 | 0 | 0 | 0
| 2484 | [5 empty] | 0.0155 |  | 0.5595 | 0 | 0 | 0
| 2485 | [5 empty] | 0.0155 |  | 0.5595 | 0 | 0 | 0
| 2486 | [5 empty] | 0.0155 |  | 0.5595 | 0 | 0 | 0
| 2487 | [5 empty] | 0.0155 |  | 0.5595 | 0 | 0 | 0
| 2488 | [5 empty] | 0.0155 |  | 0.5595 | 0 | 0 | 0
| 2489 | [5 empty] | 0.0155 |  | 0.5595 | 0 | 0 | 0
| 2490 | [5 empty] | 0.0155 |  | 0.5595 | 0 | 0 | 0
| 2491 | [5 empty] | 0.0155 |  | 0.5595 | 0 | 0 | 0
| 2492 | [5 empty] | 0.0155 |  | 0.5595 | 0 | 0 | 0
| 2493 | [5 empty] | 0.0155 |  | 0.5595 | 0 | 0 | 0
| 2494 | [5 empty] | 0.0155 |  | 0.5595 | 0 | 0 | 0
| 2495 | [5 empty] | 0.0155 |  | 0.5595 | 0 | 0 | 0
| 2496 | [5 empty] | 0.0155 |  | 0.5595 | 0 | 0 | 0
| 2497 | [5 empty] | 0.0155 |  | 0.5595 | 0 | 0 | 0
| 2498 | [5 empty] | 0.0155 |  | 0.5595 | 0 | 0 | 0
| 2499 | [5 empty] | 0.0155 |  | 0.5595 | 0 | 0 | 0
| 2500 | [5 empty] | 0.0155 |  | 0.5595 | 0 | 0 | 0
| 2501 | [5 empty] | 0.0155 |  | 0.5595 | 0 | 0 | 0
| 2502 | [5 empty] | 0.0155 |  | 0.5595 | 0 | 0 | 0
| 2503 | [5 empty] | 0.0155 |  | 0.5595 | 0 | 0 | 0
| 2504 | [5 empty] | 0.0155 |  | 0.5595 | 0 | 0 | 0
| 2505 | [5 empty] | 0.0155 |  | 0.5595 | 0 | 0 | 0
| 2506 | [5 empty] | 0.0155 |  | 0.5595 | 0 | 0 | 0
| 2507 | [5 empty] | 0.0155 |  | 0.5595 | 0 | 0 | 0
| 2508 | [5 empty] | 0.0155 |  | 0.5595 | 0 | 0 | 0
| 2509 | [5 empty] | 0.0155 |  | 0.5595 | 0 | 0 | 0
| 2510 | [5 empty] | 0.0155 |  | 0.5595 | 0 | 0 | 0
| 2511 | [5 empty] | 0.0155 |  | 0.5595 | 0 | 0 | 0
| 2512 | [5 empty] | 0.0155 |  | 0.5595 | 0 | 0 | 0
| 2513 | [5 empty] | 0.0155 |  | 0.5595 | 0 | 0 | 0
| 2514 | [5 empty] | 0.0155 |  | 0.5595 | 0 | 0 | 0
| 2515 | [5 empty] | 0.0155 |  | 0.5595 | 0 | 0 | 0
| 2516 | [5 empty] | 0.0155 |  | 0.5595 | 0 | 0 | 0
| 2517 | [5 empty] | 0.0155 |  | 0.5595 | 0 | 0 | 0
| 2518 | [5 empty] | 0.0155 |  | 0.5595 | 0 | 0 | 0
| 2519 | [5 empty] | 0.0155 |  | 0.5595 | 0 | 0 | 0
| 2520 | [5 empty] | 0.0155 |  | 0.5595 | 0 | 0 | 0
| 2521 | [5 empty] | 0.0155 |  | 0.5595 | 0 | 0 | 0
| 2522 | [5 empty] | 0.0155 |  | 0.5595 | 0 | 0 | 0
| 2523 | [5 empty] | 0.0155 |  | 0.5595 | 0 | 0 | 0
| 2524 | [5 empty] | 0.0155 |  | 0.5595 | 0 | 0 | 0
| 2525 | [5 empty] | 0.0155 |  | 0.5595 | 0 | 0 | 0
| 2526 | [5 empty] | 0.0155 |  | 0.5595 | 0 | 0 | 0
| 2527 | [5 empty] | 0.0155 |  | 0.5595 | 0 | 0 | 0
| 2528 | [5 empty] | 0.0155 |  | 0.5595 | 0 | 0 | 0
| 2529 | [5 empty] | 0.0155 |  | 0.5595 | 0 | 0 | 0
| 2530 | [5 empty] | 0.0155 |  | 0.5595 | 0 | 0 | 0
| 2531 | [5 empty] | 0.0155 |  | 0.5595 | 0 | 0 | 0
| 2532 | [5 empty] | 0.0155 |  | 0.5595 | 0 | 0 | 0
| 2533 | [5 empty] | 0.0155 |  | 0.5595 | 0 | 0 | 0
| 2534 | [5 empty] | 0.0155 |  | 0.5595 | 0 | 0 | 0
| 2535 | [5 empty] | 0.0155 |  | 0.5595 | 0 | 0 | 0
| 2536 | [5 empty] | 0.0155 |  | 0.5595 | 0 | 0 | 0
| 2537 | [5 empty] | 0.0155 |  | 0.5595 | 0 | 0 | 0
| 2538 | [5 empty] | 0.0155 |  | 0.5595 | 0 | 0 | 0
| 2539 | [5 empty] | 0.0155 |  | 0.5595 | 0 | 0 | 0
| 2540 | [5 empty] | 0.0155 |  | 0.5595 | 0 | 0 | 0
| 2541 | [5 empty] | 0.0155 |  | 0.5595 | 0 | 0 | 0
| 2542 | [5 empty] | 0.0155 |  | 0.5595 | 0 | 0 | 0
| 2543 | [5 empty] | 0.0155 |  | 0.5595 | 0 | 0 | 0
| 2544 | [5 empty] | 0.0155 |  | 0.5595 | 0 | 0 | 0
| 2545 | [5 empty] | 0.0155 |  | 0.5595 | 0 | 0 | 0
| 2546 | [5 empty] | 0.0155 |  | 0.5595 | 0 | 0 | 0
| 2547 | [5 empty] | 0.0155 |  | 0.5595 | 0 | 0 | 0
| 2548 | [5 empty] | 0.0155 |  | 0.5595 | 0 | 0 | 0
| 2549 | [5 empty] | 0.0155 |  | 0.5595 | 0 | 0 | 0
| 2550 | [5 empty] | 0.0155 |  | 0.5595 | 0 | 0 | 0
| 2551 | [5 empty] | 0.0155 |  | 0.5595 | 0 | 0 | 0
| 2552 | [5 empty] | 0.0155 |  | 0.5595 | 0 | 0 | 0
| 2553 | [5 empty] | 0.0155 |  | 0.5595 | 0 | 0 | 0
| 2554 | [5 empty] | 0.0155 |  | 0.5595 | 0 | 0 | 0
| 2555 | [5 empty] | 0.0155 |  | 0.5595 | 0 | 0 | 0
| 2556 | [5 empty] | 0.0155 |  | 0.5595 | 0 | 0 | 0
| 2557 | [5 empty] | 0.0155 |  | 0.5595 | 0 | 0 | 0
| 2558 | [5 empty] | 0.0155 |  | 0.5595 | 0 | 0 | 0
| 2559 | [5 empty] | 0.0155 |  | 0.5595 | 0 | 0 | 0
| 2560 | [5 empty] | 0.0155 |  | 0.5595 | 0 | 0 | 0
| 2561 | [5 empty] | 0.0155 |  | 0.5595 | 0 | 0 | 0
| 2562 | [5 empty] | 0.0155 |  | 0.5595 | 0 | 0 | 0
| 2563 | [5 empty] | 0.0155 |  | 0.5595 | 0 | 0 | 0
| 2564 | [5 empty] | 0.0155 |  | 0.5595 | 0 | 0 | 0
| 2565 | [5 empty] | 0.0155 |  | 0.5595 | 0 | 0 | 0
| 2566 | [5 empty] | 0.0155 |  | 0.5595 | 0 | 0 | 0
| 2567 | [5 empty] | 0.0155 |  | 0.5595 | 0 | 0 | 0
| 2568 | [5 empty] | 0.0155 |  | 0.5595 | 0 | 0 | 0
| 2569 | [5 empty] | 0.0155 |  | 0.5595 | 0 | 0 | 0
| 2570 | [5 empty] | 0.0155 |  | 0.5595 | 0 | 0 | 0
| 2571 | [5 empty] | 0.0155 |  | 0.5595 | 0 | 0 | 0
| 2572 | [5 empty] | 0.0155 |  | 0.5595 | 0 | 0 | 0
| 2573 | [5 empty] | 0.0155 |  | 0.5595 | 0 | 0 | 0
| 2574 | [5 empty] | 0.0155 |  | 0.5595 | 0 | 0 | 0
| 2575 | [5 empty] | 0.0155 |  | 0.5595 | 0 | 0 | 0
| 2576 | [5 empty] | 0.0155 |  | 0.5595 | 0 | 0 | 0
| 2577 | [5 empty] | 0.0155 |  | 0.5595 | 0 | 0 | 0
| 2578 | [5 empty] | 0.0155 |  | 0.5595 | 0 | 0 | 0
| 2579 | [5 empty] | 0.0155 |  | 0.5595 | 0 | 0 | 0
| 2580 | [5 empty] | 0.0155 |  | 0.5595 | 0 | 0 | 0
| 2581 | [5 empty] | 0.0155 |  | 0.5595 | 0 | 0 | 0
| 2582 | [5 empty] | 0.0155 |  | 0.5595 | 0 | 0 | 0
| 2583 | [5 empty] | 0.0155 |  | 0.5595 | 0 | 0 | 0
| 2584 | [5 empty] | 0.0155 |  | 0.5595 | 0 | 0 | 0
| 2585 | [5 empty] | 0.0155 |  | 0.5595 | 0 | 0 | 0
| 2586 | [5 empty] | 0.0155 |  | 0.5595 | 0 | 0 | 0
| 2587 | [5 empty] | 0.0155 |  | 0.5595 | 0 | 0 | 0
| 2588 | [5 empty] | 0.0155 |  | 0.5595 | 0 | 0 | 0
| 2589 | [5 empty] | 0.0155 |  | 0.5595 | 0 | 0 | 0
| 2590 | [5 empty] | 0.0155 |  | 0.5595 | 0 | 0 | 0
| 2591 | [5 empty] | 0.0155 |  | 0.5595 | 0 | 0 | 0
| 2592 | [5 empty] | 0.0155 |  | 0.5595 | 0 | 0 | 0
| 2593 | [5 empty] | 0.0155 |  | 0.5595 | 0 | 0 | 0
| 2594 | [5 empty] | 0.0155 |  | 0.5595 | 0 | 0 | 0
| 2595 | [5 empty] | 0.0155 |  | 0.5595 | 0 | 0 | 0
| 2596 | [5 empty] | 0.0155 |  | 0.5595 | 0 | 0 | 0
| 2597 | [5 empty] | 0.0155 |  | 0.5595 | 0 | 0 | 0
| 2598 | [5 empty] | 0.0155 |  | 0.5595 | 0 | 0 | 0
| 2599 | [5 empty] | 0.0155 |  | 0.5595 | 0 | 0 | 0
| 2600 | [5 empty] | 0.0155 |  | 0.5595 | 0 | 0 | 0
| 2601 | [5 empty] | 0.0155 |  | 0.5595 | 0 | 0 | 0
| 2602 | [5 empty] | 0.0155 |  | 0.5595 | 0 | 0 | 0
| 2603 | [5 empty] | 0.0155 |  | 0.5595 | 0 | 0 | 0
| 2604 | [5 empty] | 0.0155 |  | 0.5595 | 0 | 0 | 0
| 2605 | [5 empty] | 0.0155 |  | 0.5595 | 0 | 0 | 0
| 2606 | [5 empty] | 0.0155 |  | 0.5595 | 0 | 0 | 0
| 2607 | [5 empty] | 0.0155 |  | 0.5595 | 0 | 0 | 0
| 2608 | [5 empty] | 0.0155 |  | 0.5595 | 0 | 0 | 0
| 2609 | [5 empty] | 0.0155 |  | 0.5595 | 0 | 0 | 0
| 2610 | [5 empty] | 0.0155 |  | 0.5595 | 0 | 0 | 0
| 2611 | [5 empty] | 0.0155 |  | 0.5595 | 0 | 0 | 0
| 2612 | [5 empty] | 0.0155 |  | 0.5595 | 0 | 0 | 0
| 2613 | [5 empty] | 0.0155 |  | 0.5595 | 0 | 0 | 0
| 2614 | [5 empty] | 0.0155 |  | 0.5595 | 0 | 0 | 0
| 2615 | [5 empty] | 0.0155 |  | 0.5595 | 0 | 0 | 0
| 2616 | [5 empty] | 0.0155 |  | 0.5595 | 0 | 0 | 0
| 2617 | [5 empty] | 0.0155 |  | 0.5595 | 0 | 0 | 0
| 2618 | [5 empty] | 0.0155 |  | 0.5595 | 0 | 0 | 0
| 2619 | [5 empty] | 0.0155 |  | 0.5595 | 0 | 0 | 0
| 2620 | [5 empty] | 0.0155 |  | 0.5595 | 0 | 0 | 0
| 2621 | [5 empty] | 0.0155 |  | 0.5595 | 0 | 0 | 0
| 2622 | [5 empty] | 0.0155 |  | 0.5595 | 0 | 0 | 0
| 2623 | [5 empty] | 0.0155 |  | 0.5595 | 0 | 0 | 0
| 2624 | [5 empty] | 0.0155 |  | 0.5595 | 0 | 0 | 0
| 2625 | [5 empty] | 0.0155 |  | 0.5595 | 0 | 0 | 0
| 2626 | [5 empty] | 0.0155 |  | 0.5595 | 0 | 0 | 0
| 2627 | [5 empty] | 0.0155 |  | 0.5595 | 0 | 0 | 0
| 2628 | [5 empty] | 0.0155 |  | 0.5595 | 0 | 0 | 0
| 2629 | [5 empty] | 0.0155 |  | 0.5595 | 0 | 0 | 0
| 2630 | [5 empty] | 0.0155 |  | 0.5595 | 0 | 0 | 0
| 2631 | [5 empty] | 0.0155 |  | 0.5595 | 0 | 0 | 0
| 2632 | [5 empty] | 0.0155 |  | 0.5595 | 0 | 0 | 0
| 2633 | [5 empty] | 0.0155 |  | 0.5595 | 0 | 0 | 0
| 2634 | [5 empty] | 0.0155 |  | 0.5595 | 0 | 0 | 0
| 2635 | [5 empty] | 0.0155 |  | 0.5595 | 0 | 0 | 0
| 2636 | [5 empty] | 0.0155 |  | 0.5595 | 0 | 0 | 0
| 2637 | [5 empty] | 0.0155 |  | 0.5595 | 0 | 0 | 0
| 2638 | [5 empty] | 0.0155 |  | 0.5595 | 0 | 0 | 0
| 2639 | [5 empty] | 0.0155 |  | 0.5595 | 0 | 0 | 0
| 2640 | [5 empty] | 0.0155 |  | 0.5595 | 0 | 0 | 0
| 2641 | [5 empty] | 0.0155 |  | 0.5595 | 0 | 0 | 0
| 2642 | [5 empty] | 0.0155 |  | 0.5595 | 0 | 0 | 0
| 2643 | [5 empty] | 0.0155 |  | 0.5595 | 0 | 0 | 0
| 2644 | [5 empty] | 0.0155 |  | 0.5595 | 0 | 0 | 0
| 2645 | [5 empty] | 0.0155 |  | 0.5595 | 0 | 0 | 0
| 2646 | [5 empty] | 0.0155 |  | 0.5595 | 0 | 0 | 0
| 2647 | [5 empty] | 0.0155 |  | 0.5595 | 0 | 0 | 0
| 2648 | [5 empty] | 0.0155 |  | 0.5595 | 0 | 0 | 0
| 2649 | [5 empty] | 0.0155 |  | 0.5595 | 0 | 0 | 0
| 2650 | [5 empty] | 0.0155 |  | 0.5595 | 0 | 0 | 0
| 2651 | [5 empty] | 0.0155 |  | 0.5595 | 0 | 0 | 0
| 2652 | [5 empty] | 0.0155 |  | 0.5595 | 0 | 0 | 0
| 2653 | [5 empty] | 0.0155 |  | 0.5595 | 0 | 0 | 0
| 2654 | [5 empty] | 0.0155 |  | 0.5595 | 0 | 0 | 0
| 2655 | [5 empty] | 0.0155 |  | 0.5595 | 0 | 0 | 0
| 2656 | [5 empty] | 0.0155 |  | 0.5595 | 0 | 0 | 0
| 2657 | [5 empty] | 0.0155 |  | 0.5595 | 0 | 0 | 0
| 2658 | [5 empty] | 0.0155 |  | 0.5595 | 0 | 0 | 0
| 2659 | [5 empty] | 0.0155 |  | 0.5595 | 0 | 0 | 0
| 2660 | [5 empty] | 0.0155 |  | 0.5595 | 0 | 0 | 0
| 2661 | [5 empty] | 0.0155 |  | 0.5595 | 0 | 0 | 0
| 2662 | [5 empty] | 0.0155 |  | 0.5595 | 0 | 0 | 0
| 2663 | [5 empty] | 0.0155 |  | 0.5595 | 0 | 0 | 0
| 2664 | [5 empty] | 0.0155 |  | 0.5595 | 0 | 0 | 0
| 2665 | [5 empty] | 0.0155 |  | 0.5595 | 0 | 0 | 0
| 2666 | [5 empty] | 0.0155 |  | 0.5595 | 0 | 0 | 0
| 2667 | [5 empty] | 0.0155 |  | 0.5595 | 0 | 0 | 0
| 2668 | [5 empty] | 0.0155 |  | 0.5595 | 0 | 0 | 0
| 2669 | [5 empty] | 0.0155 |  | 0.5595 | 0 | 0 | 0
| 2670 | [5 empty] | 0.0155 |  | 0.5595 | 0 | 0 | 0
| 2671 | [5 empty] | 0.0155 |  | 0.5595 | 0 | 0 | 0
| 2672 | [5 empty] | 0.0155 |  | 0.5595 | 0 | 0 | 0
| 2673 | [5 empty] | 0.0155 |  | 0.5595 | 0 | 0 | 0
| 2674 | [5 empty] | 0.0155 |  | 0.5595 | 0 | 0 | 0
| 2675 | [5 empty] | 0.0155 |  | 0.5595 | 0 | 0 | 0
| 2676 | [5 empty] | 0.0155 |  | 0.5595 | 0 | 0 | 0
| 2677 | [5 empty] | 0.0155 |  | 0.5595 | 0 | 0 | 0
| 2678 | [5 empty] | 0.0155 |  | 0.5595 | 0 | 0 | 0
| 2679 | [5 empty] | 0.0155 |  | 0.5595 | 0 | 0 | 0
| 2680 | [5 empty] | 0.0155 |  | 0.5595 | 0 | 0 | 0
| 2681 | [5 empty] | 0.0155 |  | 0.5595 | 0 | 0 | 0
| 2682 | [5 empty] | 0.0155 |  | 0.5595 | 0 | 0 | 0
| 2683 | [5 empty] | 0.0155 |  | 0.5595 | 0 | 0 | 0
| 2684 | [5 empty] | 0.0155 |  | 0.5595 | 0 | 0 | 0
| 2685 | [5 empty] | 0.0155 |  | 0.5595 | 0 | 0 | 0
| 2686 | [5 empty] | 0.0155 |  | 0.5595 | 0 | 0 | 0
| 2687 | [5 empty] | 0.0155 |  | 0.5595 | 0 | 0 | 0
| 2688 | [5 empty] | 0.0155 |  | 0.5595 | 0 | 0 | 0
| 2689 | [5 empty] | 0.0155 |  | 0.5595 | 0 | 0 | 0
| 2690 | [5 empty] | 0.0155 |  | 0.5595 | 0 | 0 | 0
| 2691 | [5 empty] | 0.0155 |  | 0.5595 | 0 | 0 | 0
| 2692 | [5 empty] | 0.0155 |  | 0.5595 | 0 | 0 | 0
| 2693 | [5 empty] | 0.0155 |  | 0.5595 | 0 | 0 | 0
| 2694 | [5 empty] | 0.0155 |  | 0.5595 | 0 | 0 | 0
| 2695 | [5 empty] | 0.0155 |  | 0.5595 | 0 | 0 | 0
| 2696 | [5 empty] | 0.0155 |  | 0.5595 | 0 | 0 | 0
| 2697 | [5 empty] | 0.0155 |  | 0.5595 | 0 | 0 | 0
| 2698 | [5 empty] | 0.0155 |  | 0.5595 | 0 | 0 | 0
| 2699 | [5 empty] | 0.0155 |  | 0.5595 | 0 | 0 | 0
| 2700 | [5 empty] | 0.0155 |  | 0.5595 | 0 | 0 | 0
| 2701 | [5 empty] | 0.0155 |  | 0.5595 | 0 | 0 | 0
| 2702 | [5 empty] | 0.0155 |  | 0.5595 | 0 | 0 | 0
| 2703 | [5 empty] | 0.0155 |  | 0.5595 | 0 | 0 | 0
| 2704 | [5 empty] | 0.0155 |  | 0.5595 | 0 | 0 | 0
| 2705 | [5 empty] | 0.0155 |  | 0.5595 | 0 | 0 | 0
| 2706 | [5 empty] | 0.0155 |  | 0.5595 | 0 | 0 | 0
| 2707 | [5 empty] | 0.0155 |  | 0.5595 | 0 | 0 | 0
| 2708 | [5 empty] | 0.0155 |  | 0.5595 | 0 | 0 | 0
| 2709 | [5 empty] | 0.0155 |  | 0.5595 | 0 | 0 | 0
| 2710 | [5 empty] | 0.0155 |  | 0.5595 | 0 | 0 | 0
| 2711 | [5 empty] | 0.0155 |  | 0.5595 | 0 | 0 | 0
| 2712 | [5 empty] | 0.0155 |  | 0.5595 | 0 | 0 | 0
| 2713 | [5 empty] | 0.0155 |  | 0.5595 | 0 | 0 | 0
| 2714 | [5 empty] | 0.0155 |  | 0.5595 | 0 | 0 | 0
| 2715 | [5 empty] | 0.0155 |  | 0.5595 | 0 | 0 | 0
| 2716 | [5 empty] | 0.0155 |  | 0.5595 | 0 | 0 | 0
| 2717 | [5 empty] | 0.0155 |  | 0.5595 | 0 | 0 | 0
| 2718 | [5 empty] | 0.0155 |  | 0.5595 | 0 | 0 | 0
| 2719 | [5 empty] | 0.0155 |  | 0.5595 | 0 | 0 | 0
| 2720 | [5 empty] | 0.0155 |  | 0.5595 | 0 | 0 | 0
| 2721 | [5 empty] | 0.0155 |  | 0.5595 | 0 | 0 | 0
| 2722 | [5 empty] | 0.0155 |  | 0.5595 | 0 | 0 | 0
| 2723 | [5 empty] | 0.0155 |  | 0.5595 | 0 | 0 | 0
| 2724 | [5 empty] | 0.0155 |  | 0.5595 | 0 | 0 | 0
| 2725 | [5 empty] | 0.0155 |  | 0.5595 | 0 | 0 | 0
| 2726 | [5 empty] | 0.0155 |  | 0.5595 | 0 | 0 | 0
| 2727 | [5 empty] | 0.0155 |  | 0.5595 | 0 | 0 | 0
| 2728 | [5 empty] | 0.0155 |  | 0.5595 | 0 | 0 | 0
| 2729 | [5 empty] | 0.0155 |  | 0.5595 | 0 | 0 | 0
| 2730 | [5 empty] | 0.0155 |  | 0.5595 | 0 | 0 | 0
| 2731 | [5 empty] | 0.0155 |  | 0.5595 | 0 | 0 | 0
| 2732 | [5 empty] | 0.0155 |  | 0.5595 | 0 | 0 | 0
| 2733 | [5 empty] | 0.0155 |  | 0.5595 | 0 | 0 | 0
| 2734 | [5 empty] | 0.0155 |  | 0.5595 | 0 | 0 | 0
| 2735 | [5 empty] | 0.0155 |  | 0.5595 | 0 | 0 | 0
| 2736 | [5 empty] | 0.0155 |  | 0.5595 | 0 | 0 | 0
| 2737 | [5 empty] | 0.0155 |  | 0.5595 | 0 | 0 | 0
| 2738 | [5 empty] | 0.0155 |  | 0.5595 | 0 | 0 | 0
| 2739 | [5 empty] | 0.0155 |  | 0.5595 | 0 | 0 | 0
| 2740 | [5 empty] | 0.0155 |  | 0.5595 | 0 | 0 | 0
| 2741 | [5 empty] | 0.0155 |  | 0.5595 | 0 | 0 | 0
| 2742 | [5 empty] | 0.0155 |  | 0.5595 | 0 | 0 | 0
| 2743 | [5 empty] | 0.0155 |  | 0.5595 | 0 | 0 | 0
| 2744 | [5 empty] | 0.0155 |  | 0.5595 | 0 | 0 | 0
| 2745 | [5 empty] | 0.0155 |  | 0.5595 | 0 | 0 | 0
| 2746 | [5 empty] | 0.0155 |  | 0.5595 | 0 | 0 | 0
| 2747 | [5 empty] | 0.0155 |  | 0.5595 | 0 | 0 | 0
| 2748 | [5 empty] | 0.0155 |  | 0.5595 | 0 | 0 | 0
| 2749 | [5 empty] | 0.0155 |  | 0.5595 | 0 | 0 | 0
| 2750 | [5 empty] | 0.0155 |  | 0.5595 | 0 | 0 | 0
| 2751 | [5 empty] | 0.0155 |  | 0.5595 | 0 | 0 | 0
| 2752 | [5 empty] | 0.0155 |  | 0.5595 | 0 | 0 | 0
| 2753 | [5 empty] | 0.0155 |  | 0.5595 | 0 | 0 | 0
| 2754 | [5 empty] | 0.0155 |  | 0.5595 | 0 | 0 | 0
| 2755 | [5 empty] | 0.0155 |  | 0.5595 | 0 | 0 | 0
| 2756 | [5 empty] | 0.0155 |  | 0.5595 | 0 | 0 | 0
| 2757 | [5 empty] | 0.0155 |  | 0.5595 | 0 | 0 | 0
| 2758 | [5 empty] | 0.0155 |  | 0.5595 | 0 | 0 | 0
| 2759 | [5 empty] | 0.0155 |  | 0.5595 | 0 | 0 | 0
| 2760 | [5 empty] | 0.0155 |  | 0.5595 | 0 | 0 | 0
| 2761 | [5 empty] | 0.0155 |  | 0.5595 | 0 | 0 | 0
| 2762 | [5 empty] | 0.0155 |  | 0.5595 | 0 | 0 | 0
| 2763 | [5 empty] | 0.0155 |  | 0.5595 | 0 | 0 | 0
| 2764 | [5 empty] | 0.0155 |  | 0.5595 | 0 | 0 | 0
| 2765 | [5 empty] | 0.0155 |  | 0.5595 | 0 | 0 | 0
| 2766 | [5 empty] | 0.0155 |  | 0.5595 | 0 | 0 | 0
| 2767 | [5 empty] | 0.0155 |  | 0.5595 | 0 | 0 | 0
| 2768 | [5 empty] | 0.0155 |  | 0.5595 | 0 | 0 | 0
| 2769 | [5 empty] | 0.0155 |  | 0.5595 | 0 | 0 | 0
| 2770 | [5 empty] | 0.0155 |  | 0.5595 | 0 | 0 | 0
| 2771 | [5 empty] | 0.0155 |  | 0.5595 | 0 | 0 | 0
| 2772 | [5 empty] | 0.0155 |  | 0.5595 | 0 | 0 | 0
| 2773 | [5 empty] | 0.0155 |  | 0.5595 | 0 | 0 | 0
| 2774 | [5 empty] | 0.0155 |  | 0.5595 | 0 | 0 | 0
| 2775 | [5 empty] | 0.0155 |  | 0.5595 | 0 | 0 | 0
| 2776 | [5 empty] | 0.0155 |  | 0.5595 | 0 | 0 | 0
| 2777 | [5 empty] | 0.0155 |  | 0.5595 | 0 | 0 | 0
| 2778 | [5 empty] | 0.0155 |  | 0.5595 | 0 | 0 | 0
| 2779 | [5 empty] | 0.0155 |  | 0.5595 | 0 | 0 | 0
| 2780 | [5 empty] | 0.0155 |  | 0.5595 | 0 | 0 | 0
| 2781 | [5 empty] | 0.0155 |  | 0.5595 | 0 | 0 | 0
| 2782 | [5 empty] | 0.0155 |  | 0.5595 | 0 | 0 | 0
| 2783 | [5 empty] | 0.0155 |  | 0.5595 | 0 | 0 | 0
| 2784 | [5 empty] | 0.0155 |  | 0.5595 | 0 | 0 | 0
| 2785 | [5 empty] | 0.0155 |  | 0.5595 | 0 | 0 | 0
| 2786 | [5 empty] | 0.0155 |  | 0.5595 | 0 | 0 | 0
| 2787 | [5 empty] | 0.0155 |  | 0.5595 | 0 | 0 | 0
| 2788 | [5 empty] | 0.0155 |  | 0.5595 | 0 | 0 | 0
| 2789 | [5 empty] | 0.0155 |  | 0.5595 | 0 | 0 | 0
| 2790 | [5 empty] | 0.0155 |  | 0.5595 | 0 | 0 | 0
| 2791 | [5 empty] | 0.0155 |  | 0.5595 | 0 | 0 | 0
| 2792 | [5 empty] | 0.0155 |  | 0.5595 | 0 | 0 | 0
| 2793 | [5 empty] | 0.0155 |  | 0.5595 | 0 | 0 | 0
| 2794 | [5 empty] | 0.0155 |  | 0.5595 | 0 | 0 | 0
| 2795 | [5 empty] | 0.0155 |  | 0.5595 | 0 | 0 | 0
| 2796 | [5 empty] | 0.0155 |  | 0.5595 | 0 | 0 | 0
| 2797 | [5 empty] | 0.0155 |  | 0.5595 | 0 | 0 | 0
| 2798 | [5 empty] | 0.0155 |  | 0.5595 | 0 | 0 | 0
| 2799 | [5 empty] | 0.0155 |  | 0.5595 | 0 | 0 | 0
| 2800 | [5 empty] | 0.0155 |  | 0.5595 | 0 | 0 | 0
| 2801 | [5 empty] | 0.0155 |  | 0.5595 | 0 | 0 | 0
| 2802 | [5 empty] | 0.0155 |  | 0.5595 | 0 | 0 | 0
| 2803 | [5 empty] | 0.0155 |  | 0.5595 | 0 | 0 | 0
| 2804 | [5 empty] | 0.0155 |  | 0.5595 | 0 | 0 | 0
| 2805 | [5 empty] | 0.0155 |  | 0.5595 | 0 | 0 | 0
| 2806 | [5 empty] | 0.0155 |  | 0.5595 | 0 | 0 | 0
| 2807 | [5 empty] | 0.0155 |  | 0.5595 | 0 | 0 | 0
| 2808 | [5 empty] | 0.0155 |  | 0.5595 | 0 | 0 | 0
| 2809 | [5 empty] | 0.0155 |  | 0.5595 | 0 | 0 | 0
| 2810 | [5 empty] | 0.0155 |  | 0.5595 | 0 | 0 | 0
| 2811 | [5 empty] | 0.0155 |  | 0.5595 | 0 | 0 | 0
| 2812 | [5 empty] | 0.0155 |  | 0.5595 | 0 | 0 | 0
| 2813 | [5 empty] | 0.0155 |  | 0.5595 | 0 | 0 | 0
| 2814 | [5 empty] | 0.0155 |  | 0.5595 | 0 | 0 | 0
| 2815 | [5 empty] | 0.0155 |  | 0.5595 | 0 | 0 | 0
| 2816 | [5 empty] | 0.0155 |  | 0.5595 | 0 | 0 | 0
| 2817 | [5 empty] | 0.0155 |  | 0.5595 | 0 | 0 | 0
| 2818 | [5 empty] | 0.0155 |  | 0.5595 | 0 | 0 | 0
| 2819 | [5 empty] | 0.0155 |  | 0.5595 | 0 | 0 | 0
| 2820 | [5 empty] | 0.0155 |  | 0.5595 | 0 | 0 | 0
| 2821 | [5 empty] | 0.0155 |  | 0.5595 | 0 | 0 | 0
| 2822 | [5 empty] | 0.0155 |  | 0.5595 | 0 | 0 | 0
| 2823 | [5 empty] | 0.0155 |  | 0.5595 | 0 | 0 | 0
| 2824 | [5 empty] | 0.0155 |  | 0.5595 | 0 | 0 | 0
| 2825 | [5 empty] | 0.0155 |  | 0.5595 | 0 | 0 | 0
| 2826 | [5 empty] | 0.0155 |  | 0.5595 | 0 | 0 | 0
| 2827 | [5 empty] | 0.0155 |  | 0.5595 | 0 | 0 | 0
| 2828 | [5 empty] | 0.0155 |  | 0.5595 | 0 | 0 | 0
| 2829 | [5 empty] | 0.0155 |  | 0.5595 | 0 | 0 | 0
| 2830 | [5 empty] | 0.0155 |  | 0.5595 | 0 | 0 | 0
| 2831 | [5 empty] | 0.0155 |  | 0.5595 | 0 | 0 | 0
| 2832 | [5 empty] | 0.0155 |  | 0.5595 | 0 | 0 | 0
| 2833 | [5 empty] | 0.0155 |  | 0.5595 | 0 | 0 | 0
| 2834 | [5 empty] | 0.0155 |  | 0.5595 | 0 | 0 | 0
| 2835 | [5 empty] | 0.0155 |  | 0.5595 | 0 | 0 | 0
| 2836 | [5 empty] | 0.0155 |  | 0.5595 | 0 | 0 | 0
| 2837 | [5 empty] | 0.0155 |  | 0.5595 | 0 | 0 | 0
| 2838 | [5 empty] | 0.0155 |  | 0.5595 | 0 | 0 | 0
| 2839 | [5 empty] | 0.0155 |  | 0.5595 | 0 | 0 | 0
| 2840 | [5 empty] | 0.0155 |  | 0.5595 | 0 | 0 | 0
| 2841 | [5 empty] | 0.0155 |  | 0.5595 | 0 | 0 | 0
| 2842 | [5 empty] | 0.0155 |  | 0.5595 | 0 | 0 | 0
| 2843 | [5 empty] | 0.0155 |  | 0.5595 | 0 | 0 | 0
| 2844 | [5 empty] | 0.0155 |  | 0.5595 | 0 | 0 | 0
| 2845 | [5 empty] | 0.0155 |  | 0.5595 | 0 | 0 | 0
| 2846 | [5 empty] | 0.0155 |  | 0.5595 | 0 | 0 | 0
| 2847 | [5 empty] | 0.0155 |  | 0.5595 | 0 | 0 | 0
| 2848 | [5 empty] | 0.0155 |  | 0.5595 | 0 | 0 | 0
| 2849 | [5 empty] | 0.0155 |  | 0.5595 | 0 | 0 | 0
| 2850 | [5 empty] | 0.0155 |  | 0.5595 | 0 | 0 | 0
| 2851 | [5 empty] | 0.0155 |  | 0.5595 | 0 | 0 | 0
| 2852 | [5 empty] | 0.0155 |  | 0.5595 | 0 | 0 | 0
| 2853 | [5 empty] | 0.0155 |  | 0.5595 | 0 | 0 | 0
| 2854 | [5 empty] | 0.0155 |  | 0.5595 | 0 | 0 | 0
| 2855 | [5 empty] | 0.0155 |  | 0.5595 | 0 | 0 | 0
| 2856 | [5 empty] | 0.0155 |  | 0.5595 | 0 | 0 | 0
| 2857 | [5 empty] | 0.0155 |  | 0.5595 | 0 | 0 | 0
| 2858 | [5 empty] | 0.0155 |  | 0.5595 | 0 | 0 | 0
| 2859 | [5 empty] | 0.0155 |  | 0.5595 | 0 | 0 | 0
| 2860 | [5 empty] | 0.0155 |  | 0.5595 | 0 | 0 | 0
| 2861 | [5 empty] | 0.0155 |  | 0.5595 | 0 | 0 | 0
| 2862 | [5 empty] | 0.0155 |  | 0.5595 | 0 | 0 | 0
| 2863 | [5 empty] | 0.0155 |  | 0.5595 | 0 | 0 | 0
| 2864 | [5 empty] | 0.0155 |  | 0.5595 | 0 | 0 | 0
| 2865 | [5 empty] | 0.0155 |  | 0.5595 | 0 | 0 | 0
| 2866 | [5 empty] | 0.0155 |  | 0.5595 | 0 | 0 | 0
| 2867 | [5 empty] | 0.0155 |  | 0.5595 | 0 | 0 | 0
| 2868 | [5 empty] | 0.0155 |  | 0.5595 | 0 | 0 | 0
| 2869 | [5 empty] | 0.0155 |  | 0.5595 | 0 | 0 | 0
| 2870 | [5 empty] | 0.0155 |  | 0.5595 | 0 | 0 | 0
| 2871 | [5 empty] | 0.0155 |  | 0.5595 | 0 | 0 | 0
| 2872 | [5 empty] | 0.0155 |  | 0.5595 | 0 | 0 | 0
| 2873 | [5 empty] | 0.0155 |  | 0.5595 | 0 | 0 | 0
| 2874 | [5 empty] | 0.0155 |  | 0.5595 | 0 | 0 | 0
| 2875 | [5 empty] | 0.0155 |  | 0.5595 | 0 | 0 | 0
| 2876 | [5 empty] | 0.0155 |  | 0.5595 | 0 | 0 | 0
| 2877 | [5 empty] | 0.0155 |  | 0.5595 | 0 | 0 | 0
| 2878 | [5 empty] | 0.0155 |  | 0.5595 | 0 | 0 | 0
| 2879 | [5 empty] | 0.0155 |  | 0.5595 | 0 | 0 | 0
| 2880 | [5 empty] | 0.0155 |  | 0.5595 | 0 | 0 | 0
| 2881 | [5 empty] | 0.0155 |  | 0.5595 | 0 | 0 | 0
| 2882 | [5 empty] | 0.0155 |  | 0.5595 | 0 | 0 | 0
| 2883 | [5 empty] | 0.0155 |  | 0.5595 | 0 | 0 | 0
| 2884 | [5 empty] | 0.0155 |  | 0.5595 | 0 | 0 | 0
| 2885 | [5 empty] | 0.0155 |  | 0.5595 | 0 | 0 | 0
| 2886 | [5 empty] | 0.0155 |  | 0.5595 | 0 | 0 | 0
| 2887 | [5 empty] | 0.0155 |  | 0.5595 | 0 | 0 | 0
| 2888 | [5 empty] | 0.0155 |  | 0.5595 | 0 | 0 | 0
| 2889 | [5 empty] | 0.0155 |  | 0.5595 | 0 | 0 | 0
| 2890 | [5 empty] | 0.0155 |  | 0.5595 | 0 | 0 | 0
| 2891 | [5 empty] | 0.0155 |  | 0.5595 | 0 | 0 | 0
| 2892 | [5 empty] | 0.0155 |  | 0.5595 | 0 | 0 | 0
| 2893 | [5 empty] | 0.0155 |  | 0.5595 | 0 | 0 | 0
| 2894 | [5 empty] | 0.0155 |  | 0.5595 | 0 | 0 | 0
| 2895 | [5 empty] | 0.0155 |  | 0.5595 | 0 | 0 | 0
| 2896 | [5 empty] | 0.0155 |  | 0.5595 | 0 | 0 | 0
| 2897 | [5 empty] | 0.0155 |  | 0.5595 | 0 | 0 | 0
| 2898 | [5 empty] | 0.0155 |  | 0.5595 | 0 | 0 | 0
| 2899 | [5 empty] | 0.0155 |  | 0.5595 | 0 | 0 | 0
| 2900 | [5 empty] | 0.0155 |  | 0.5595 | 0 | 0 | 0
| 2901 | [5 empty] | 0.0155 |  | 0.5595 | 0 | 0 | 0
| 2902 | [5 empty] | 0.0155 |  | 0.5595 | 0 | 0 | 0
| 2903 | [5 empty] | 0.0155 |  | 0.5595 | 0 | 0 | 0
| 2904 | [5 empty] | 0.0155 |  | 0.5595 | 0 | 0 | 0
| 2905 | [5 empty] | 0.0155 |  | 0.5595 | 0 | 0 | 0
| 2906 | [5 empty] | 0.0155 |  | 0.5595 | 0 | 0 | 0
| 2907 | [5 empty] | 0.0155 |  | 0.5595 | 0 | 0 | 0
| 2908 | [5 empty] | 0.0155 |  | 0.5595 | 0 | 0 | 0
| 2909 | [5 empty] | 0.0155 |  | 0.5595 | 0 | 0 | 0
| 2910 | [5 empty] | 0.0155 |  | 0.5595 | 0 | 0 | 0
| 2911 | [5 empty] | 0.0155 |  | 0.5595 | 0 | 0 | 0
| 2912 | [5 empty] | 0.0155 |  | 0.5595 | 0 | 0 | 0
| 2913 | [5 empty] | 0.0155 |  | 0.5595 | 0 | 0 | 0
| 2914 | [5 empty] | 0.0155 |  | 0.5595 | 0 | 0 | 0
| 2915 | [5 empty] | 0.0155 |  | 0.5595 | 0 | 0 | 0
| 2916 | [5 empty] | 0.0155 |  | 0.5595 | 0 | 0 | 0
| 2917 | [5 empty] | 0.0155 |  | 0.5595 | 0 | 0 | 0
| 2918 | [5 empty] | 0.0155 |  | 0.5595 | 0 | 0 | 0
| 2919 | [5 empty] | 0.0155 |  | 0.5595 | 0 | 0 | 0
| 2920 | [5 empty] | 0.0155 |  | 0.5595 | 0 | 0 | 0
| 2921 | [5 empty] | 0.0155 |  | 0.5595 | 0 | 0 | 0
| 2922 | [5 empty] | 0.0155 |  | 0.5595 | 0 | 0 | 0
| 2923 | [5 empty] | 0.0155 |  | 0.5595 | 0 | 0 | 0
| 2924 | [5 empty] | 0.0155 |  | 0.5595 | 0 | 0 | 0
| 2925 | [5 empty] | 0.0155 |  | 0.5595 | 0 | 0 | 0
| 2926 | [5 empty] | 0.0155 |  | 0.5595 | 0 | 0 | 0
| 2927 | [5 empty] | 0.0155 |  | 0.5595 | 0 | 0 | 0
| 2928 | [5 empty] | 0.0155 |  | 0.5595 | 0 | 0 | 0
| 2929 | [5 empty] | 0.0155 |  | 0.5595 | 0 | 0 | 0
| 2930 | [5 empty] | 0.0155 |  | 0.5595 | 0 | 0 | 0
| 2931 | [5 empty] | 0.0155 |  | 0.5595 | 0 | 0 | 0
| 2932 | [5 empty] | 0.0155 |  | 0.5595 | 0 | 0 | 0
| 2933 | [5 empty] | 0.0155 |  | 0.5595 | 0 | 0 | 0
| 2934 | [5 empty] | 0.0155 |  | 0.5595 | 0 | 0 | 0
| 2935 | [5 empty] | 0.0155 |  | 0.5595 | 0 | 0 | 0
| 2936 | [5 empty] | 0.0155 |  | 0.5595 | 0 | 0 | 0
| 2937 | [5 empty] | 0.0155 |  | 0.5595 | 0 | 0 | 0
| 2938 | [5 empty] | 0.0155 |  | 0.5595 | 0 | 0 | 0
| 2939 | [5 empty] | 0.0155 |  | 0.5595 | 0 | 0 | 0
| 2940 | [5 empty] | 0.0155 |  | 0.5595 | 0 | 0 | 0
| 2941 | [5 empty] | 0.0155 |  | 0.5595 | 0 | 0 | 0
| 2942 | [5 empty] | 0.0155 |  | 0.5595 | 0 | 0 | 0
| 2943 | [5 empty] | 0.0155 |  | 0.5595 | 0 | 0 | 0
| 2944 | [5 empty] | 0.0155 |  | 0.5595 | 0 | 0 | 0
| 2945 | [5 empty] | 0.0155 |  | 0.5595 | 0 | 0 | 0
| 2946 | [5 empty] | 0.0155 |  | 0.5595 | 0 | 0 | 0
| 2947 | [5 empty] | 0.0155 |  | 0.5595 | 0 | 0 | 0
| 2948 | [5 empty] | 0.0155 |  | 0.5595 | 0 | 0 | 0
| 2949 | [5 empty] | 0.0155 |  | 0.5595 | 0 | 0 | 0
| 2950 | [5 empty] | 0.0155 |  | 0.5595 | 0 | 0 | 0
| 2951 | [5 empty] | 0.0155 |  | 0.5595 | 0 | 0 | 0
| 2952 | [5 empty] | 0.0155 |  | 0.5595 | 0 | 0 | 0
| 2953 | [5 empty] | 0.0155 |  | 0.5595 | 0 | 0 | 0
| 2954 | [5 empty] | 0.0155 |  | 0.5595 | 0 | 0 | 0
| 2955 | [5 empty] | 0.0155 |  | 0.5595 | 0 | 0 | 0
| 2956 | [5 empty] | 0.0155 |  | 0.5595 | 0 | 0 | 0
| 2957 | [5 empty] | 0.0155 |  | 0.5595 | 0 | 0 | 0
| 2958 | [5 empty] | 0.0155 |  | 0.5595 | 0 | 0 | 0
| 2959 | [5 empty] | 0.0155 |  | 0.5595 | 0 | 0 | 0
| 2960 | [5 empty] | 0.0155 |  | 0.5595 | 0 | 0 | 0
| 2961 | [5 empty] | 0.0155 |  | 0.5595 | 0 | 0 | 0
| 2962 | [5 empty] | 0.0155 |  | 0.5595 | 0 | 0 | 0
| 2963 | [5 empty] | 0.0155 |  | 0.5595 | 0 | 0 | 0
| 2964 | [5 empty] | 0.0155 |  | 0.5595 | 0 | 0 | 0
| 2965 | [5 empty] | 0.0155 |  | 0.5595 | 0 | 0 | 0
| 2966 | [5 empty] | 0.0155 |  | 0.5595 | 0 | 0 | 0
| 2967 | [5 empty] | 0.0155 |  | 0.5595 | 0 | 0 | 0
| 2968 | [5 empty] | 0.0155 |  | 0.5595 | 0 | 0 | 0
| 2969 | [5 empty] | 0.0155 |  | 0.5595 | 0 | 0 | 0
| 2970 | [5 empty] | 0.0155 |  | 0.5595 | 0 | 0 | 0
| 2971 | [5 empty] | 0.0155 |  | 0.5595 | 0 | 0 | 0
| 2972 | [5 empty] | 0.0155 |  | 0.5595 | 0 | 0 | 0
| 2973 | [5 empty] | 0.0155 |  | 0.5595 | 0 | 0 | 0
| 2974 | [5 empty] | 0.0155 |  | 0.5595 | 0 | 0 | 0
| 2975 | [5 empty] | 0.0155 |  | 0.5595 | 0 | 0 | 0
| 2976 | [5 empty] | 0.0155 |  | 0.5595 | 0 | 0 | 0
| 2977 | [5 empty] | 0.0155 |  | 0.5595 | 0 | 0 | 0
| 2978 | [5 empty] | 0.0155 |  | 0.5595 | 0 | 0 | 0
| 2979 | [5 empty] | 0.0155 |  | 0.5595 | 0 | 0 | 0
| 2980 | [5 empty] | 0.0155 |  | 0.5595 | 0 | 0 | 0
| 2981 | [5 empty] | 0.0155 |  | 0.5595 | 0 | 0 | 0
| 2982 | [5 empty] | 0.0155 |  | 0.5595 | 0 | 0 | 0
| 2983 | [5 empty] | 0.0155 |  | 0.5595 | 0 | 0 | 0
| 2984 | [5 empty] | 0.0155 |  | 0.5595 | 0 | 0 | 0
| 2985 | [5 empty] | 0.0155 |  | 0.5595 | 0 | 0 | 0
| 2986 | [5 empty] | 0.0155 |  | 0.5595 | 0 | 0 | 0
| 2987 | [5 empty] | 0.0155 |  | 0.5595 | 0 | 0 | 0
| 2988 | [5 empty] | 0.0155 |  | 0.5595 | 0 | 0 | 0
| 2989 | [5 empty] | 0.0155 |  | 0.5595 | 0 | 0 | 0
| 2990 | [5 empty] | 0.0155 |  | 0.5595 | 0 | 0 | 0
| 2991 | [5 empty] | 0.0155 |  | 0.5595 | 0 | 0 | 0
| 2992 | [5 empty] | 0.0155 |  | 0.5595 | 0 | 0 | 0
| 2993 | [5 empty] | 0.0155 |  | 0.5595 | 0 | 0 | 0
| 2994 | [5 empty] | 0.0155 |  | 0.5595 | 0 | 0 | 0
| 2995 | [5 empty] | 0.0155 |  | 0.5595 | 0 | 0 | 0
| 2996 | [5 empty] | 0.0155 |  | 0.5595 | 0 | 0 | 0
| 2997 | [5 empty] | 0.0155 |  | 0.5595 | 0 | 0 | 0
| 2998 | [5 empty] | 0.0155 |  | 0.5595 | 0 | 0 | 0
| 2999 | [5 empty] | 0.0155 |  | 0.5595 | 0 | 0 | 0
| 3000 | [5 empty] | 0.0155 |  | 0.5595 | 0 | 0 | 0
| Total |  |  | - | - | - | - | - | - | 2770.6109 | 661.1291 | 2109.4818

## MPS(calc_process)
Monitoring Spreadsheet: JCM_LA_AM003_ver01.0
Reference Number: LA004
Monitoring Plan Sheet (Calculation Process Sheet) [Attachment to Project Design Document]
1. Calculations for emission reductions |  |  | Fuel type | Value | Units | Parameter
| Emission reductions during the period p |  | N/A | 2109.4818 | tCO2/p | ERp
2. Calculations for reference emissions
| Reference emissions during the period p |  | N/A | 2770.6109 | tCO2/p | REp
3. Calculations of the project emissions
| Project emissions during the period p |  | N/A | 661.1291 | tCO2/p | PEp
[List of Default Values]
|  | Blackout rate | 0.0155 | fraction

## MSS
Monitoring Spreadsheet: JCM_LA_AM003_ver01.0
Reference Number: LA004
Monitoring Structure Sheet [Attachment to Project Design Document]
| Responsible personnel | Role
| JCM Project Manager | Oversees the planning, implementation, and tracking the tasks within the JCM validation and verification procedures Responsible for communication with TPE and the Secretariat
| JCM Monitoring Manager | Archiving the monitoring data Analysis of the monitored data Preparation of the monitoring report Aggregating and archiving the repair/replacement incidence report from JCM Facilities Manager Reporting to JCM Project Manager
| JCM Facilities Manager | Oversees the operation of JCM facilities Reporting of repair/replacement incidence of the project transformers to the JCM Monitoring Manager

## MRS(input)
Monitoring Spreadsheet: JCM_LA_AM003_ver01.0
Reference Number: LA004
Monitoring Report Sheet (Input Sheet) [For Verification]
Table 1: Parameters monitored ex post
| (a) | (b) | (c) | (d) | (e) | (f) | (g) | (h) | (i) | (j) | (k)
| Monitoring period | Monitoring point No. | Parameters | Description of data | Monitored Values | Units | Monitoring option | Source of data | Measurement methods and procedures | Monitoring frequency | Other comments
|  | N.A. | Hi,p | Energizing time of the project transformer i during the period p | - | hour/p | Option C | On-site measurements. | Counting the number of hours of this monitoring period | Once at the end of this monitoring period | Monitored values are input on "MRS(input_separate)" sheet
Table 2: Project-specific parameters fixed ex ante
| (a) |  | (b) |  | (c) | (d) | (e) |  |  | (f)
| Parameters |  | Description of data |  | Estimated Values | Units | Source of data |  |  | Other comments
| NLLRE,i,j,k |  | No-load losses of the reference transformer i of capacity category k for the power company j |  | - | W | The latest standard for no-load loss required by the power companies, or the specification value of no-load losses set by the power companies |  |  | Values are input on "MPS(input_separate)" sheet
| NLLPJ,i,j,k |  | No-load losses of the project transformer i of capacity category k for the power company j |  | - | W | Values sourced from manufacturer’s performance test report measured at the time of pre-delivery inspection or those defined in the tender specification of the power companies |  |  | Values are input on "MPS(input_separate)" sheet
| Brp |  | Blackout rate during the period p |  | 0.0155 | fraction | Data obtained from power companies
| UNCi |  | Maximum allowable uncertainty for the no-load losses of the project transformer i |  | - | fraction | Manufacturer’s performance test report measured at the time of pre-delivery inspection or 0.15 as specified in IEC 60076 in case the value is not specified in the performance test report |  |  | Values are input on "MPS(input_separate)" sheet
| EFgrid |  | CO2 emission factor of the grid |  | 0.5595 | tCO2/MWh | The most recent value announced by the Ministry of Natural Resources and Environment (MONRE), DNA for CDM available at the time of validation is applied and fixed for the monitoring period thereafter, unless otherwise instructed by the Joint Committee
Table3: Ex-post calculation of CO2 emission reductions
| Monitoring Period |  | CO2 emission reductions |  | Units
|  |  | 0 |  | tCO2/p
[Monitoring option]
| Option A |  | Based on public data which is measured by entities other than the project participants (Data used: publicly recognized data such as statistical data and specifications)
| Option B |  | Based on the amount of transaction which is measured directly using measuring equipments (Data used: commercial evidence such as invoices)
| Option C |  | Based on the actual measurement using measuring equipments (Data used: measured values)

## MRS(input_separate)
Monitoring Spreadsheet: JCM_LA_AM003_ver01.0
Reference Number: LA004
|  |  |  | Monitoring period | Parameters monitored ex post | Project-specific parameters fixed ex ante |  |  |  |  | Ex-post calculation of emissions
Parameters | i | k | j | - | Hi,p | NLLRE,i,j,k | NLLPJ,i,j,k | Brp | UNCi | EFgrid | REi,p | PEi,p | ERi,p
Description of data | Identification number of the project transformer | Index which represents type of the project transformer | Identification number of the power company where the transformer i is installed | - | Energizing time of the project transformer i during the period p | No-load losses of the reference transformer i of capacity category k for the power company j | No-load losses of the project transformer i of capacity category k for the power company j | Blackout rate during the period p | Maximum allowable uncertainty for the no-load losses of the project transformer i | CO2 emission factor of the grid | Reference emissions by the transformer i during the period p | Project emissions by the transformer i during the period p | Emissions reductions by the transformer i during the period p
Units | - | - | - | - | hour/p | W | W | fraction | fraction | tCO2/MWh | tCO2/p | tCO2/p | tCO2/p
Estimated values | 1 | 1 | 1 |  |  | 210 | 56 | 0.0155 | 0.15 | 0.5595 | 0 | 0 | 0
| 2 | 1 | 1 |  |  | 210 | 56 | 0.0155 | 0.15 | 0.5595 | 0 | 0 | 0
| 3 | 1 | 1 |  |  | 210 | 56 | 0.0155 | 0.15 | 0.5595 | 0 | 0 | 0
| 4 | 2 | 1 |  |  | 340 | 75 | 0.0155 | 0.15 | 0.5595 | 0 | 0 | 0
| 5 | 2 | 1 |  |  | 340 | 75 | 0.0155 | 0.15 | 0.5595 | 0 | 0 | 0
| 6 | 2 | 1 |  |  | 340 | 75 | 0.0155 | 0.15 | 0.5595 | 0 | 0 | 0
| 7 | 3 | 1 |  |  | 480 | 95 | 0.0155 | 0.15 | 0.5595 | 0 | 0 | 0
| 8 | 2 | 1 |  |  | 340 | 75 | 0.0155 | 0.15 | 0.5595 | 0 | 0 | 0
| 9 | 2 | 1 |  |  | 340 | 75 | 0.0155 | 0.15 | 0.5595 | 0 | 0 | 0
| 10 | 2 | 1 |  |  | 340 | 75 | 0.0155 | 0.15 | 0.5595 | 0 | 0 | 0
| 11 | 2 | 1 |  |  | 340 | 75 | 0.0155 | 0.15 | 0.5595 | 0 | 0 | 0
| 12 | 3 | 1 |  |  | 480 | 95 | 0.0155 | 0.15 | 0.5595 | 0 | 0 | 0
| 13 | 3 | 1 |  |  | 480 | 95 | 0.0155 | 0.15 | 0.5595 | 0 | 0 | 0
| 14 | 3 | 1 |  |  | 480 | 95 | 0.0155 | 0.15 | 0.5595 | 0 | 0 | 0
| 15 | 3 | 1 |  |  | 480 | 95 | 0.0155 | 0.15 | 0.5595 | 0 | 0 | 0
| 16 | 3 | 1 |  |  | 480 | 95 | 0.0155 | 0.15 | 0.5595 | 0 | 0 | 0
| 17 | 3 | 1 |  |  | 480 | 95 | 0.0155 | 0.15 | 0.5595 | 0 | 0 | 0
| 18 | 3 | 1 |  |  | 480 | 95 | 0.0155 | 0.15 | 0.5595 | 0 | 0 | 0
| 19 | 3 | 1 |  |  | 480 | 95 | 0.0155 | 0.15 | 0.5595 | 0 | 0 | 0
| 20 | 4 | 1 |  |  | 670 | 125 | 0.0155 | 0.15 | 0.5595 | 0 | 0 | 0
| 21 | 3 | 1 |  |  | 480 | 95 | 0.0155 | 0.15 | 0.5595 | 0 | 0 | 0
| 22 | 3 | 1 |  |  | 480 | 95 | 0.0155 | 0.15 | 0.5595 | 0 | 0 | 0
| 23 | 3 | 1 |  |  | 480 | 95 | 0.0155 | 0.15 | 0.5595 | 0 | 0 | 0
| 24 | 3 | 1 |  |  | 480 | 95 | 0.0155 | 0.15 | 0.5595 | 0 | 0 | 0
| 25 | 3 | 1 |  |  | 480 | 95 | 0.0155 | 0.15 | 0.5595 | 0 | 0 | 0
| 26 | 4 | 1 |  |  | 670 | 125 | 0.0155 | 0.15 | 0.5595 | 0 | 0 | 0
| 27 | 4 | 1 |  |  | 670 | 125 | 0.0155 | 0.15 | 0.5595 | 0 | 0 | 0
| 28 | 4 | 1 |  |  | 670 | 125 | 0.0155 | 0.15 | 0.5595 | 0 | 0 | 0
| 29 | 4 | 1 |  |  | 670 | 125 | 0.0155 | 0.15 | 0.5595 | 0 | 0 | 0
| 30 | 4 | 1 |  |  | 670 | 125 | 0.0155 | 0.15 | 0.5595 | 0 | 0 | 0
| 31 | 4 | 1 |  |  | 670 | 125 | 0.0155 | 0.15 | 0.5595 | 0 | 0 | 0
| 32 | 4 | 1 |  |  | 670 | 125 | 0.0155 | 0.15 | 0.5595 | 0 | 0 | 0
| 33 | 4 | 1 |  |  | 670 | 125 | 0.0155 | 0.15 | 0.5595 | 0 | 0 | 0
| 34 | 4 | 1 |  |  | 670 | 125 | 0.0155 | 0.15 | 0.5595 | 0 | 0 | 0
| 35 | 4 | 1 |  |  | 670 | 125 | 0.0155 | 0.15 | 0.5595 | 0 | 0 | 0
| 36 | 4 | 1 |  |  | 670 | 125 | 0.0155 | 0.15 | 0.5595 | 0 | 0 | 0
| 37 | 4 | 1 |  |  | 670 | 125 | 0.0155 | 0.15 | 0.5595 | 0 | 0 | 0
| 38 | 4 | 1 |  |  | 670 | 125 | 0.0155 | 0.15 | 0.5595 | 0 | 0 | 0
| 39 | 4 | 1 |  |  | 670 | 125 | 0.0155 | 0.15 | 0.5595 | 0 | 0 | 0
| 40 | 4 | 1 |  |  | 670 | 125 | 0.0155 | 0.15 | 0.5595 | 0 | 0 | 0
| 41 | 4 | 1 |  |  | 670 | 125 | 0.0155 | 0.15 | 0.5595 | 0 | 0 | 0
| 42 | 4 | 1 |  |  | 670 | 125 | 0.0155 | 0.15 | 0.5595 | 0 | 0 | 0
| 43 | 4 | 1 |  |  | 670 | 125 | 0.0155 | 0.15 | 0.5595 | 0 | 0 | 0
| 44 | 5 | 1 |  |  | 750 | 145 | 0.0155 | 0.15 | 0.5595 | 0 | 0 | 0
| 45 | 5 | 1 |  |  | 750 | 145 | 0.0155 | 0.15 | 0.5595 | 0 | 0 | 0
| 46 | 5 | 1 |  |  | 750 | 145 | 0.0155 | 0.15 | 0.5595 | 0 | 0 | 0
| 47 | 6 | 1 |  |  | 900 | 165 | 0.0155 | 0.15 | 0.5595 | 0 | 0 | 0
| 48 | 6 | 1 |  |  | 900 | 165 | 0.0155 | 0.15 | 0.5595 | 0 | 0 | 0
| 49 | 7 | 1 |  |  | 1000 | 220 | 0.0155 | 0.15 | 0.5595 | 0 | 0 | 0
| 50 | 8 | 1 |  |  | 1200 | 270 | 0.0155 | 0.15 | 0.5595 | 0 | 0 | 0
| 51 | 1 | 1 |  |  | 210 | 56 | 0.0155 | 0.15 | 0.5595 | 0 | 0 | 0
| 52 | 1 | 1 |  |  | 210 | 56 | 0.0155 | 0.15 | 0.5595 | 0 | 0 | 0
| 53 | 1 | 1 |  |  | 210 | 56 | 0.0155 | 0.15 | 0.5595 | 0 | 0 | 0
| 54 | 1 | 1 |  |  | 210 | 56 | 0.0155 | 0.15 | 0.5595 | 0 | 0 | 0
| 55 | 1 | 1 |  |  | 210 | 56 | 0.0155 | 0.15 | 0.5595 | 0 | 0 | 0
| 56 | 1 | 1 |  |  | 210 | 56 | 0.0155 | 0.15 | 0.5595 | 0 | 0 | 0
| 57 | 1 | 1 |  |  | 210 | 56 | 0.0155 | 0.15 | 0.5595 | 0 | 0 | 0
| 58 | 1 | 1 |  |  | 210 | 56 | 0.0155 | 0.15 | 0.5595 | 0 | 0 | 0
| 59 | 2 | 1 |  |  | 340 | 75 | 0.0155 | 0.15 | 0.5595 | 0 | 0 | 0
| 60 | 2 | 1 |  |  | 340 | 75 | 0.0155 | 0.15 | 0.5595 | 0 | 0 | 0
| 61 | 2 | 1 |  |  | 340 | 75 | 0.0155 | 0.15 | 0.5595 | 0 | 0 | 0
| 62 | 2 | 1 |  |  | 340 | 75 | 0.0155 | 0.15 | 0.5595 | 0 | 0 | 0
| 63 | 2 | 1 |  |  | 340 | 75 | 0.0155 | 0.15 | 0.5595 | 0 | 0 | 0
| 64 | 2 | 1 |  |  | 340 | 75 | 0.0155 | 0.15 | 0.5595 | 0 | 0 | 0
| 65 | 2 | 1 |  |  | 340 | 75 | 0.0155 | 0.15 | 0.5595 | 0 | 0 | 0
| 66 | 2 | 1 |  |  | 340 | 75 | 0.0155 | 0.15 | 0.5595 | 0 | 0 | 0
| 67 | 2 | 1 |  |  | 340 | 75 | 0.0155 | 0.15 | 0.5595 | 0 | 0 | 0
| 68 | 1 | 1 |  |  | 210 | 56 | 0.0155 | 0.15 | 0.5595 | 0 | 0 | 0
| 69 | 2 | 1 |  |  | 340 | 75 | 0.0155 | 0.15 | 0.5595 | 0 | 0 | 0
| 70 | 3 | 1 |  |  | 480 | 95 | 0.0155 | 0.15 | 0.5595 | 0 | 0 | 0
| 71 | 3 | 1 |  |  | 480 | 95 | 0.0155 | 0.15 | 0.5595 | 0 | 0 | 0
| 72 | 3 | 1 |  |  | 480 | 95 | 0.0155 | 0.15 | 0.5595 | 0 | 0 | 0
| 73 | 3 | 1 |  |  | 480 | 95 | 0.0155 | 0.15 | 0.5595 | 0 | 0 | 0
| 74 | 3 | 1 |  |  | 480 | 95 | 0.0155 | 0.15 | 0.5595 | 0 | 0 | 0
| 75 | 3 | 1 |  |  | 480 | 95 | 0.0155 | 0.15 | 0.5595 | 0 | 0 | 0
| 76 | 3 | 1 |  |  | 480 | 95 | 0.0155 | 0.15 | 0.5595 | 0 | 0 | 0
| 77 | 3 | 1 |  |  | 480 | 95 | 0.0155 | 0.15 | 0.5595 | 0 | 0 | 0
| 78 | 3 | 1 |  |  | 480 | 95 | 0.0155 | 0.15 | 0.5595 | 0 | 0 | 0
| 79 | 3 | 1 |  |  | 480 | 95 | 0.0155 | 0.15 | 0.5595 | 0 | 0 | 0
| 80 | 3 | 1 |  |  | 480 | 95 | 0.0155 | 0.15 | 0.5595 | 0 | 0 | 0
| 81 | 3 | 1 |  |  | 480 | 95 | 0.0155 | 0.15 | 0.5595 | 0 | 0 | 0
| 82 | 3 | 1 |  |  | 480 | 95 | 0.0155 | 0.15 | 0.5595 | 0 | 0 | 0
| 83 | 4 | 1 |  |  | 670 | 125 | 0.0155 | 0.15 | 0.5595 | 0 | 0 | 0
| 84 | 4 | 1 |  |  | 670 | 125 | 0.0155 | 0.15 | 0.5595 | 0 | 0 | 0
| 85 | 4 | 1 |  |  | 670 | 125 | 0.0155 | 0.15 | 0.5595 | 0 | 0 | 0
| 86 | 4 | 1 |  |  | 670 | 125 | 0.0155 | 0.15 | 0.5595 | 0 | 0 | 0
| 87 | 4 | 1 |  |  | 670 | 125 | 0.0155 | 0.15 | 0.5595 | 0 | 0 | 0
| 88 | 5 | 1 |  |  | 750 | 145 | 0.0155 | 0.15 | 0.5595 | 0 | 0 | 0
| 89 | 3 | 1 |  |  | 480 | 95 | 0.0155 | 0.15 | 0.5595 | 0 | 0 | 0
| 90 | 1 | 1 |  |  | 210 | 56 | 0.0155 | 0.15 | 0.5595 | 0 | 0 | 0
| 91 | 1 | 1 |  |  | 210 | 56 | 0.0155 | 0.15 | 0.5595 | 0 | 0 | 0
| 92 | 1 | 1 |  |  | 210 | 56 | 0.0155 | 0.15 | 0.5595 | 0 | 0 | 0
| 93 | 1 | 1 |  |  | 210 | 56 | 0.0155 | 0.15 | 0.5595 | 0 | 0 | 0
| 94 | 1 | 1 |  |  | 210 | 56 | 0.0155 | 0.15 | 0.5595 | 0 | 0 | 0
| 95 | 1 | 1 |  |  | 210 | 56 | 0.0155 | 0.15 | 0.5595 | 0 | 0 | 0
| 96 | 1 | 1 |  |  | 210 | 56 | 0.0155 | 0.15 | 0.5595 | 0 | 0 | 0
| 97 | 2 | 1 |  |  | 340 | 75 | 0.0155 | 0.15 | 0.5595 | 0 | 0 | 0
| 98 | 2 | 1 |  |  | 340 | 75 | 0.0155 | 0.15 | 0.5595 | 0 | 0 | 0
| 99 | 2 | 1 |  |  | 340 | 75 | 0.0155 | 0.15 | 0.5595 | 0 | 0 | 0
| 100 | 2 | 1 |  |  | 340 | 75 | 0.0155 | 0.15 | 0.5595 | 0 | 0 | 0
| 101 | 2 | 1 |  |  | 340 | 75 | 0.0155 | 0.15 | 0.5595 | 0 | 0 | 0
| 102 | 2 | 1 |  |  | 340 | 75 | 0.0155 | 0.15 | 0.5595 | 0 | 0 | 0
| 103 | 2 | 1 |  |  | 340 | 75 | 0.0155 | 0.15 | 0.5595 | 0 | 0 | 0
| 104 | 2 | 1 |  |  | 340 | 75 | 0.0155 | 0.15 | 0.5595 | 0 | 0 | 0
| 105 | 2 | 1 |  |  | 340 | 75 | 0.0155 | 0.15 | 0.5595 | 0 | 0 | 0
| 106 | 2 | 1 |  |  | 340 | 75 | 0.0155 | 0.15 | 0.5595 | 0 | 0 | 0
| 107 | 3 | 1 |  |  | 480 | 95 | 0.0155 | 0.15 | 0.5595 | 0 | 0 | 0
| 108 | 3 | 1 |  |  | 480 | 95 | 0.0155 | 0.15 | 0.5595 | 0 | 0 | 0
| 109 | 3 | 1 |  |  | 480 | 95 | 0.0155 | 0.15 | 0.5595 | 0 | 0 | 0
| 110 | 3 | 1 |  |  | 480 | 95 | 0.0155 | 0.15 | 0.5595 | 0 | 0 | 0
| 111 | 3 | 1 |  |  | 480 | 95 | 0.0155 | 0.15 | 0.5595 | 0 | 0 | 0
| 112 | 3 | 1 |  |  | 480 | 95 | 0.0155 | 0.15 | 0.5595 | 0 | 0 | 0
| 113 | 3 | 1 |  |  | 480 | 95 | 0.0155 | 0.15 | 0.5595 | 0 | 0 | 0
| 114 | 3 | 1 |  |  | 480 | 95 | 0.0155 | 0.15 | 0.5595 | 0 | 0 | 0
| 115 | 3 | 1 |  |  | 480 | 95 | 0.0155 | 0.15 | 0.5595 | 0 | 0 | 0
| 116 | 3 | 1 |  |  | 480 | 95 | 0.0155 | 0.15 | 0.5595 | 0 | 0 | 0
| 117 | 3 | 1 |  |  | 480 | 95 | 0.0155 | 0.15 | 0.5595 | 0 | 0 | 0
| 118 | 3 | 1 |  |  | 480 | 95 | 0.0155 | 0.15 | 0.5595 | 0 | 0 | 0
| 119 | 3 | 1 |  |  | 480 | 95 | 0.0155 | 0.15 | 0.5595 | 0 | 0 | 0
| 120 | 4 | 1 |  |  | 670 | 125 | 0.0155 | 0.15 | 0.5595 | 0 | 0 | 0
| 121 | 4 | 1 |  |  | 670 | 125 | 0.0155 | 0.15 | 0.5595 | 0 | 0 | 0
| 122 | 4 | 1 |  |  | 670 | 125 | 0.0155 | 0.15 | 0.5595 | 0 | 0 | 0
| 123 | 4 | 1 |  |  | 670 | 125 | 0.0155 | 0.15 | 0.5595 | 0 | 0 | 0
| 124 | 4 | 1 |  |  | 670 | 125 | 0.0155 | 0.15 | 0.5595 | 0 | 0 | 0
| 125 | 4 | 1 |  |  | 670 | 125 | 0.0155 | 0.15 | 0.5595 | 0 | 0 | 0
| 126 | 1 | 1 |  |  | 210 | 56 | 0.0155 | 0.15 | 0.5595 | 0 | 0 | 0
| 127 | 1 | 1 |  |  | 210 | 56 | 0.0155 | 0.15 | 0.5595 | 0 | 0 | 0
| 128 | 1 | 1 |  |  | 210 | 56 | 0.0155 | 0.15 | 0.5595 | 0 | 0 | 0
| 129 | 1 | 1 |  |  | 210 | 56 | 0.0155 | 0.15 | 0.5595 | 0 | 0 | 0
| 130 | 1 | 1 |  |  | 210 | 56 | 0.0155 | 0.15 | 0.5595 | 0 | 0 | 0
| 131 | 1 | 1 |  |  | 210 | 56 | 0.0155 | 0.15 | 0.5595 | 0 | 0 | 0
| 132 | 2 | 1 |  |  | 340 | 75 | 0.0155 | 0.15 | 0.5595 | 0 | 0 | 0
| 133 | 2 | 1 |  |  | 340 | 75 | 0.0155 | 0.15 | 0.5595 | 0 | 0 | 0
| 134 | 2 | 1 |  |  | 340 | 75 | 0.0155 | 0.15 | 0.5595 | 0 | 0 | 0
| 135 | 2 | 1 |  |  | 340 | 75 | 0.0155 | 0.15 | 0.5595 | 0 | 0 | 0
| 136 | 2 | 1 |  |  | 340 | 75 | 0.0155 | 0.15 | 0.5595 | 0 | 0 | 0
| 137 | 2 | 1 |  |  | 340 | 75 | 0.0155 | 0.15 | 0.5595 | 0 | 0 | 0
| 138 | 3 | 1 |  |  | 480 | 95 | 0.0155 | 0.15 | 0.5595 | 0 | 0 | 0
| 139 | 3 | 1 |  |  | 480 | 95 | 0.0155 | 0.15 | 0.5595 | 0 | 0 | 0
| 140 | 3 | 1 |  |  | 480 | 95 | 0.0155 | 0.15 | 0.5595 | 0 | 0 | 0
| 141 | 3 | 1 |  |  | 480 | 95 | 0.0155 | 0.15 | 0.5595 | 0 | 0 | 0
| 142 | 3 | 1 |  |  | 480 | 95 | 0.0155 | 0.15 | 0.5595 | 0 | 0 | 0
| 143 | 3 | 1 |  |  | 480 | 95 | 0.0155 | 0.15 | 0.5595 | 0 | 0 | 0
| 144 | 4 | 1 |  |  | 670 | 125 | 0.0155 | 0.15 | 0.5595 | 0 | 0 | 0
| 145 | 4 | 1 |  |  | 670 | 125 | 0.0155 | 0.15 | 0.5595 | 0 | 0 | 0
| 146 | 2 | 1 |  |  | 340 | 75 | 0.0155 | 0.15 | 0.5595 | 0 | 0 | 0
| 147 | 2 | 1 |  |  | 340 | 75 | 0.0155 | 0.15 | 0.5595 | 0 | 0 | 0
| 148 | 3 | 1 |  |  | 480 | 95 | 0.0155 | 0.15 | 0.5595 | 0 | 0 | 0
| 149 | 2 | 1 |  |  | 340 | 75 | 0.0155 | 0.15 | 0.5595 | 0 | 0 | 0
| 150 | 2 | 1 |  |  | 340 | 75 | 0.0155 | 0.15 | 0.5595 | 0 | 0 | 0
| 151 | 2 | 1 |  |  | 340 | 75 | 0.0155 | 0.15 | 0.5595 | 0 | 0 | 0
| 152 | 3 | 1 |  |  | 480 | 95 | 0.0155 | 0.15 | 0.5595 | 0 | 0 | 0
| 153 | 3 | 1 |  |  | 480 | 95 | 0.0155 | 0.15 | 0.5595 | 0 | 0 | 0
| 154 | 3 | 1 |  |  | 480 | 95 | 0.0155 | 0.15 | 0.5595 | 0 | 0 | 0
| 155 | 1 | 1 |  |  | 210 | 56 | 0.0155 | 0.15 | 0.5595 | 0 | 0 | 0
| 156 | 4 | 1 |  |  | 670 | 125 | 0.0155 | 0.15 | 0.5595 | 0 | 0 | 0
| 157 | 1 | 1 |  |  | 210 | 56 | 0.0155 | 0.15 | 0.5595 | 0 | 0 | 0
| 158 | 1 | 1 |  |  | 210 | 56 | 0.0155 | 0.15 | 0.5595 | 0 | 0 | 0
| 159 | 1 | 1 |  |  | 210 | 56 | 0.0155 | 0.15 | 0.5595 | 0 | 0 | 0
| 160 | 3 | 1 |  |  | 480 | 95 | 0.0155 | 0.15 | 0.5595 | 0 | 0 | 0
| 161 | 1 | 1 |  |  | 210 | 56 | 0.0155 | 0.15 | 0.5595 | 0 | 0 | 0
| 162 | 1 | 1 |  |  | 210 | 56 | 0.0155 | 0.15 | 0.5595 | 0 | 0 | 0
| 163 | 1 | 1 |  |  | 210 | 56 | 0.0155 | 0.15 | 0.5595 | 0 | 0 | 0
| 164 | 1 | 1 |  |  | 210 | 56 | 0.0155 | 0.15 | 0.5595 | 0 | 0 | 0
| 165 | 1 | 1 |  |  | 210 | 56 | 0.0155 | 0.15 | 0.5595 | 0 | 0 | 0
| 166 | 1 | 1 |  |  | 210 | 56 | 0.0155 | 0.15 | 0.5595 | 0 | 0 | 0
| 167 | 1 | 1 |  |  | 210 | 56 | 0.0155 | 0.15 | 0.5595 | 0 | 0 | 0
| 168 | 1 | 1 |  |  | 210 | 56 | 0.0155 | 0.15 | 0.5595 | 0 | 0 | 0
| 169 | 1 | 1 |  |  | 210 | 56 | 0.0155 | 0.15 | 0.5595 | 0 | 0 | 0
| 170 | 1 | 1 |  |  | 210 | 56 | 0.0155 | 0.15 | 0.5595 | 0 | 0 | 0
| 171 | 2 | 1 |  |  | 340 | 75 | 0.0155 | 0.15 | 0.5595 | 0 | 0 | 0
| 172 | 2 | 1 |  |  | 340 | 75 | 0.0155 | 0.15 | 0.5595 | 0 | 0 | 0
| 173 | 2 | 1 |  |  | 340 | 75 | 0.0155 | 0.15 | 0.5595 | 0 | 0 | 0
| 174 | 2 | 1 |  |  | 340 | 75 | 0.0155 | 0.15 | 0.5595 | 0 | 0 | 0
| 175 | 2 | 1 |  |  | 340 | 75 | 0.0155 | 0.15 | 0.5595 | 0 | 0 | 0
| 176 | 2 | 1 |  |  | 340 | 75 | 0.0155 | 0.15 | 0.5595 | 0 | 0 | 0
| 177 | 2 | 1 |  |  | 340 | 75 | 0.0155 | 0.15 | 0.5595 | 0 | 0 | 0
| 178 | 2 | 1 |  |  | 340 | 75 | 0.0155 | 0.15 | 0.5595 | 0 | 0 | 0
| 179 | 2 | 1 |  |  | 340 | 75 | 0.0155 | 0.15 | 0.5595 | 0 | 0 | 0
| 180 | 2 | 1 |  |  | 340 | 75 | 0.0155 | 0.15 | 0.5595 | 0 | 0 | 0
| 181 | 2 | 1 |  |  | 340 | 75 | 0.0155 | 0.15 | 0.5595 | 0 | 0 | 0
| 182 | 2 | 1 |  |  | 340 | 75 | 0.0155 | 0.15 | 0.5595 | 0 | 0 | 0
| 183 | 2 | 1 |  |  | 340 | 75 | 0.0155 | 0.15 | 0.5595 | 0 | 0 | 0
| 184 | 2 | 1 |  |  | 340 | 75 | 0.0155 | 0.15 | 0.5595 | 0 | 0 | 0
| 185 | 3 | 1 |  |  | 480 | 95 | 0.0155 | 0.15 | 0.5595 | 0 | 0 | 0
| 186 | 3 | 1 |  |  | 480 | 95 | 0.0155 | 0.15 | 0.5595 | 0 | 0 | 0
| 187 | 3 | 1 |  |  | 480 | 95 | 0.0155 | 0.15 | 0.5595 | 0 | 0 | 0
| 188 | 3 | 1 |  |  | 480 | 95 | 0.0155 | 0.15 | 0.5595 | 0 | 0 | 0
| 189 | 3 | 1 |  |  | 480 | 95 | 0.0155 | 0.15 | 0.5595 | 0 | 0 | 0
| 190 | 3 | 1 |  |  | 480 | 95 | 0.0155 | 0.15 | 0.5595 | 0 | 0 | 0
| 191 | 3 | 1 |  |  | 480 | 95 | 0.0155 | 0.15 | 0.5595 | 0 | 0 | 0
| 192 | 3 | 1 |  |  | 480 | 95 | 0.0155 | 0.15 | 0.5595 | 0 | 0 | 0
| 193 | 3 | 1 |  |  | 480 | 95 | 0.0155 | 0.15 | 0.5595 | 0 | 0 | 0
| 194 | 3 | 1 |  |  | 480 | 95 | 0.0155 | 0.15 | 0.5595 | 0 | 0 | 0
| 195 | 3 | 1 |  |  | 480 | 95 | 0.0155 | 0.15 | 0.5595 | 0 | 0 | 0
| 196 | 3 | 1 |  |  | 480 | 95 | 0.0155 | 0.15 | 0.5595 | 0 | 0 | 0
| 197 | 4 | 1 |  |  | 670 | 125 | 0.0155 | 0.15 | 0.5595 | 0 | 0 | 0
| 198 | 1 | 1 |  |  | 210 | 56 | 0.0155 | 0.15 | 0.5595 | 0 | 0 | 0
| 199 | 1 | 1 |  |  | 210 | 56 | 0.0155 | 0.15 | 0.5595 | 0 | 0 | 0
| 200 | 1 | 1 |  |  | 210 | 56 | 0.0155 | 0.15 | 0.5595 | 0 | 0 | 0
| 201 | 1 | 1 |  |  | 210 | 56 | 0.0155 | 0.15 | 0.5595 | 0 | 0 | 0
| 202 | 1 | 1 |  |  | 210 | 56 | 0.0155 | 0.15 | 0.5595 | 0 | 0 | 0
| 203 | 1 | 1 |  |  | 210 | 56 | 0.0155 | 0.15 | 0.5595 | 0 | 0 | 0
| 204 | 1 | 1 |  |  | 210 | 56 | 0.0155 | 0.15 | 0.5595 | 0 | 0 | 0
| 205 | 1 | 1 |  |  | 210 | 56 | 0.0155 | 0.15 | 0.5595 | 0 | 0 | 0
| 206 | 2 | 1 |  |  | 340 | 75 | 0.0155 | 0.15 | 0.5595 | 0 | 0 | 0
| 207 | 2 | 1 |  |  | 340 | 75 | 0.0155 | 0.15 | 0.5595 | 0 | 0 | 0
| 208 | 2 | 1 |  |  | 340 | 75 | 0.0155 | 0.15 | 0.5595 | 0 | 0 | 0
| 209 | 2 | 1 |  |  | 340 | 75 | 0.0155 | 0.15 | 0.5595 | 0 | 0 | 0
| 210 | 2 | 1 |  |  | 340 | 75 | 0.0155 | 0.15 | 0.5595 | 0 | 0 | 0
| 211 | 2 | 1 |  |  | 340 | 75 | 0.0155 | 0.15 | 0.5595 | 0 | 0 | 0
| 212 | 2 | 1 |  |  | 340 | 75 | 0.0155 | 0.15 | 0.5595 | 0 | 0 | 0
| 213 | 2 | 1 |  |  | 340 | 75 | 0.0155 | 0.15 | 0.5595 | 0 | 0 | 0
| 214 | 2 | 1 |  |  | 340 | 75 | 0.0155 | 0.15 | 0.5595 | 0 | 0 | 0
| 215 | 3 | 1 |  |  | 480 | 95 | 0.0155 | 0.15 | 0.5595 | 0 | 0 | 0
| 216 | 3 | 1 |  |  | 480 | 95 | 0.0155 | 0.15 | 0.5595 | 0 | 0 | 0
| 217 | 1 | 1 |  |  | 210 | 56 | 0.0155 | 0.15 | 0.5595 | 0 | 0 | 0
| 218 | 3 | 1 |  |  | 480 | 95 | 0.0155 | 0.15 | 0.5595 | 0 | 0 | 0
| 219 | 3 | 1 |  |  | 480 | 95 | 0.0155 | 0.15 | 0.5595 | 0 | 0 | 0
| 220 | 3 | 1 |  |  | 480 | 95 | 0.0155 | 0.15 | 0.5595 | 0 | 0 | 0
| 221 | 3 | 1 |  |  | 480 | 95 | 0.0155 | 0.15 | 0.5595 | 0 | 0 | 0
| 222 | 3 | 1 |  |  | 480 | 95 | 0.0155 | 0.15 | 0.5595 | 0 | 0 | 0
| 223 | 3 | 1 |  |  | 480 | 95 | 0.0155 | 0.15 | 0.5595 | 0 | 0 | 0
| 224 | 3 | 1 |  |  | 480 | 95 | 0.0155 | 0.15 | 0.5595 | 0 | 0 | 0
| 225 | 3 | 1 |  |  | 480 | 95 | 0.0155 | 0.15 | 0.5595 | 0 | 0 | 0
| 226 | 3 | 1 |  |  | 480 | 95 | 0.0155 | 0.15 | 0.5595 | 0 | 0 | 0
| 227 | 4 | 1 |  |  | 670 | 125 | 0.0155 | 0.15 | 0.5595 | 0 | 0 | 0
| 228 | 4 | 1 |  |  | 670 | 125 | 0.0155 | 0.15 | 0.5595 | 0 | 0 | 0
| 229 | 4 | 1 |  |  | 670 | 125 | 0.0155 | 0.15 | 0.5595 | 0 | 0 | 0
| 230 | 4 | 1 |  |  | 670 | 125 | 0.0155 | 0.15 | 0.5595 | 0 | 0 | 0
| 231 | 4 | 1 |  |  | 670 | 125 | 0.0155 | 0.15 | 0.5595 | 0 | 0 | 0
| 232 | 4 | 1 |  |  | 670 | 125 | 0.0155 | 0.15 | 0.5595 | 0 | 0 | 0
| 233 | 4 | 1 |  |  | 670 | 125 | 0.0155 | 0.15 | 0.5595 | 0 | 0 | 0
| 234 | 4 | 1 |  |  | 670 | 125 | 0.0155 | 0.15 | 0.5595 | 0 | 0 | 0
| 235 | 4 | 1 |  |  | 670 | 125 | 0.0155 | 0.15 | 0.5595 | 0 | 0 | 0
| 236 | 4 | 1 |  |  | 670 | 125 | 0.0155 | 0.15 | 0.5595 | 0 | 0 | 0
| 237 | 4 | 1 |  |  | 670 | 125 | 0.0155 | 0.15 | 0.5595 | 0 | 0 | 0
| 238 | 4 | 1 |  |  | 670 | 125 | 0.0155 | 0.15 | 0.5595 | 0 | 0 | 0
| 239 | 4 | 1 |  |  | 670 | 125 | 0.0155 | 0.15 | 0.5595 | 0 | 0 | 0
| 240 | 4 | 1 |  |  | 670 | 125 | 0.0155 | 0.15 | 0.5595 | 0 | 0 | 0
| 241 | 5 | 1 |  |  | 750 | 145 | 0.0155 | 0.15 | 0.5595 | 0 | 0 | 0
| 242 | 5 | 1 |  |  | 750 | 145 | 0.0155 | 0.15 | 0.5595 | 0 | 0 | 0
| 243 | 7 | 1 |  |  | 1000 | 220 | 0.0155 | 0.15 | 0.5595 | 0 | 0 | 0
| 244 | 7 | 1 |  |  | 1000 | 220 | 0.0155 | 0.15 | 0.5595 | 0 | 0 | 0
| 245 | 7 | 1 |  |  | 1000 | 220 | 0.0155 | 0.15 | 0.5595 | 0 | 0 | 0
| 246 | 7 | 1 |  |  | 1000 | 220 | 0.0155 | 0.15 | 0.5595 | 0 | 0 | 0
| 247 | 8 | 1 |  |  | 1200 | 270 | 0.0155 | 0.15 | 0.5595 | 0 | 0 | 0
| 248 | 8 | 1 |  |  | 1200 | 270 | 0.0155 | 0.15 | 0.5595 | 0 | 0 | 0
| 249 | 1 | 1 |  |  | 210 | 56 | 0.0155 | 0.15 | 0.5595 | 0 | 0 | 0
| 250 | 2 | 1 |  |  | 340 | 75 | 0.0155 | 0.15 | 0.5595 | 0 | 0 | 0
| 251 | 2 | 1 |  |  | 340 | 75 | 0.0155 | 0.15 | 0.5595 | 0 | 0 | 0
| 252 | 2 | 1 |  |  | 340 | 75 | 0.0155 | 0.15 | 0.5595 | 0 | 0 | 0
| 253 | 2 | 1 |  |  | 340 | 75 | 0.0155 | 0.15 | 0.5595 | 0 | 0 | 0
| 254 | 2 | 1 |  |  | 340 | 75 | 0.0155 | 0.15 | 0.5595 | 0 | 0 | 0
| 255 | 2 | 1 |  |  | 340 | 75 | 0.0155 | 0.15 | 0.5595 | 0 | 0 | 0
| 256 | 2 | 1 |  |  | 340 | 75 | 0.0155 | 0.15 | 0.5595 | 0 | 0 | 0
| 257 | 2 | 1 |  |  | 340 | 75 | 0.0155 | 0.15 | 0.5595 | 0 | 0 | 0
| 258 | 2 | 1 |  |  | 340 | 75 | 0.0155 | 0.15 | 0.5595 | 0 | 0 | 0
| 259 | 2 | 1 |  |  | 340 | 75 | 0.0155 | 0.15 | 0.5595 | 0 | 0 | 0
| 260 | 3 | 1 |  |  | 480 | 95 | 0.0155 | 0.15 | 0.5595 | 0 | 0 | 0
| 261 | 3 | 1 |  |  | 480 | 95 | 0.0155 | 0.15 | 0.5595 | 0 | 0 | 0
| 262 | 3 | 1 |  |  | 480 | 95 | 0.0155 | 0.15 | 0.5595 | 0 | 0 | 0
| 263 | 3 | 1 |  |  | 480 | 95 | 0.0155 | 0.15 | 0.5595 | 0 | 0 | 0
| 264 | 3 | 1 |  |  | 480 | 95 | 0.0155 | 0.15 | 0.5595 | 0 | 0 | 0
| 265 | 3 | 1 |  |  | 480 | 95 | 0.0155 | 0.15 | 0.5595 | 0 | 0 | 0
| 266 | 3 | 1 |  |  | 480 | 95 | 0.0155 | 0.15 | 0.5595 | 0 | 0 | 0
| 267 | 3 | 1 |  |  | 480 | 95 | 0.0155 | 0.15 | 0.5595 | 0 | 0 | 0
| 268 | 3 | 1 |  |  | 480 | 95 | 0.0155 | 0.15 | 0.5595 | 0 | 0 | 0
| 269 | 3 | 1 |  |  | 480 | 95 | 0.0155 | 0.15 | 0.5595 | 0 | 0 | 0
| 270 | 3 | 1 |  |  | 480 | 95 | 0.0155 | 0.15 | 0.5595 | 0 | 0 | 0
| 271 | 3 | 1 |  |  | 480 | 95 | 0.0155 | 0.15 | 0.5595 | 0 | 0 | 0
| 272 | 3 | 1 |  |  | 480 | 95 | 0.0155 | 0.15 | 0.5595 | 0 | 0 | 0
| 273 | 3 | 1 |  |  | 480 | 95 | 0.0155 | 0.15 | 0.5595 | 0 | 0 | 0
| 274 | 3 | 1 |  |  | 480 | 95 | 0.0155 | 0.15 | 0.5595 | 0 | 0 | 0
| 275 | 3 | 1 |  |  | 480 | 95 | 0.0155 | 0.15 | 0.5595 | 0 | 0 | 0
| 276 | 4 | 1 |  |  | 670 | 125 | 0.0155 | 0.15 | 0.5595 | 0 | 0 | 0
| 277 | 4 | 1 |  |  | 670 | 125 | 0.0155 | 0.15 | 0.5595 | 0 | 0 | 0
| 278 | 4 | 1 |  |  | 670 | 125 | 0.0155 | 0.15 | 0.5595 | 0 | 0 | 0
| 279 | 4 | 1 |  |  | 670 | 125 | 0.0155 | 0.15 | 0.5595 | 0 | 0 | 0
| 280 | 4 | 1 |  |  | 670 | 125 | 0.0155 | 0.15 | 0.5595 | 0 | 0 | 0
| 281 | 4 | 1 |  |  | 670 | 125 | 0.0155 | 0.15 | 0.5595 | 0 | 0 | 0
| 282 | 5 | 1 |  |  | 750 | 145 | 0.0155 | 0.15 | 0.5595 | 0 | 0 | 0
| 283 | 5 | 1 |  |  | 750 | 145 | 0.0155 | 0.15 | 0.5595 | 0 | 0 | 0
| 284 | 1 | 1 |  |  | 210 | 56 | 0.0155 | 0.15 | 0.5595 | 0 | 0 | 0
| 285 | 1 | 1 |  |  | 210 | 56 | 0.0155 | 0.15 | 0.5595 | 0 | 0 | 0
| 286 | 1 | 1 |  |  | 210 | 56 | 0.0155 | 0.15 | 0.5595 | 0 | 0 | 0
| 287 | 1 | 1 |  |  | 210 | 56 | 0.0155 | 0.15 | 0.5595 | 0 | 0 | 0
| 288 | 1 | 1 |  |  | 210 | 56 | 0.0155 | 0.15 | 0.5595 | 0 | 0 | 0
| 289 | 1 | 1 |  |  | 210 | 56 | 0.0155 | 0.15 | 0.5595 | 0 | 0 | 0
| 290 | 1 | 1 |  |  | 210 | 56 | 0.0155 | 0.15 | 0.5595 | 0 | 0 | 0
| 291 | 2 | 1 |  |  | 340 | 75 | 0.0155 | 0.15 | 0.5595 | 0 | 0 | 0
| 292 | 2 | 1 |  |  | 340 | 75 | 0.0155 | 0.15 | 0.5595 | 0 | 0 | 0
| 293 | 2 | 1 |  |  | 340 | 75 | 0.0155 | 0.15 | 0.5595 | 0 | 0 | 0
| 294 | 2 | 1 |  |  | 340 | 75 | 0.0155 | 0.15 | 0.5595 | 0 | 0 | 0
| 295 | 2 | 1 |  |  | 340 | 75 | 0.0155 | 0.15 | 0.5595 | 0 | 0 | 0
| 296 | 2 | 1 |  |  | 340 | 75 | 0.0155 | 0.15 | 0.5595 | 0 | 0 | 0
| 297 | 2 | 1 |  |  | 340 | 75 | 0.0155 | 0.15 | 0.5595 | 0 | 0 | 0
| 298 | 2 | 1 |  |  | 340 | 75 | 0.0155 | 0.15 | 0.5595 | 0 | 0 | 0
| 299 | 2 | 1 |  |  | 340 | 75 | 0.0155 | 0.15 | 0.5595 | 0 | 0 | 0
| 300 | 2 | 1 |  |  | 340 | 75 | 0.0155 | 0.15 | 0.5595 | 0 | 0 | 0
| 301 | 2 | 1 |  |  | 340 | 75 | 0.0155 | 0.15 | 0.5595 | 0 | 0 | 0
| 302 | 2 | 1 |  |  | 340 | 75 | 0.0155 | 0.15 | 0.5595 | 0 | 0 | 0
| 303 | 2 | 1 |  |  | 340 | 75 | 0.0155 | 0.15 | 0.5595 | 0 | 0 | 0
| 304 | 2 | 1 |  |  | 340 | 75 | 0.0155 | 0.15 | 0.5595 | 0 | 0 | 0
| 305 | 2 | 1 |  |  | 340 | 75 | 0.0155 | 0.15 | 0.5595 | 0 | 0 | 0
| 306 | 2 | 1 |  |  | 340 | 75 | 0.0155 | 0.15 | 0.5595 | 0 | 0 | 0
| 307 | 2 | 1 |  |  | 340 | 75 | 0.0155 | 0.15 | 0.5595 | 0 | 0 | 0
| 308 | 2 | 1 |  |  | 340 | 75 | 0.0155 | 0.15 | 0.5595 | 0 | 0 | 0
| 309 | 2 | 1 |  |  | 340 | 75 | 0.0155 | 0.15 | 0.5595 | 0 | 0 | 0
| 310 | 2 | 1 |  |  | 340 | 75 | 0.0155 | 0.15 | 0.5595 | 0 | 0 | 0
| 311 | 2 | 1 |  |  | 340 | 75 | 0.0155 | 0.15 | 0.5595 | 0 | 0 | 0
| 312 | 2 | 1 |  |  | 340 | 75 | 0.0155 | 0.15 | 0.5595 | 0 | 0 | 0
| 313 | 2 | 1 |  |  | 340 | 75 | 0.0155 | 0.15 | 0.5595 | 0 | 0 | 0
| 314 | 2 | 1 |  |  | 340 | 75 | 0.0155 | 0.15 | 0.5595 | 0 | 0 | 0
| 315 | 2 | 1 |  |  | 340 | 75 | 0.0155 | 0.15 | 0.5595 | 0 | 0 | 0
| 316 | 2 | 1 |  |  | 340 | 75 | 0.0155 | 0.15 | 0.5595 | 0 | 0 | 0
| 317 | 2 | 1 |  |  | 340 | 75 | 0.0155 | 0.15 | 0.5595 | 0 | 0 | 0
| 318 | 2 | 1 |  |  | 340 | 75 | 0.0155 | 0.15 | 0.5595 | 0 | 0 | 0
| 319 | 2 | 1 |  |  | 340 | 75 | 0.0155 | 0.15 | 0.5595 | 0 | 0 | 0
| 320 | 2 | 1 |  |  | 340 | 75 | 0.0155 | 0.15 | 0.5595 | 0 | 0 | 0
| 321 | 2 | 1 |  |  | 340 | 75 | 0.0155 | 0.15 | 0.5595 | 0 | 0 | 0
| 322 | 2 | 1 |  |  | 340 | 75 | 0.0155 | 0.15 | 0.5595 | 0 | 0 | 0
| 323 | 2 | 1 |  |  | 340 | 75 | 0.0155 | 0.15 | 0.5595 | 0 | 0 | 0
| 324 | 2 | 1 |  |  | 340 | 75 | 0.0155 | 0.15 | 0.5595 | 0 | 0 | 0
| 325 | 2 | 1 |  |  | 340 | 75 | 0.0155 | 0.15 | 0.5595 | 0 | 0 | 0
| 326 | 2 | 1 |  |  | 340 | 75 | 0.0155 | 0.15 | 0.5595 | 0 | 0 | 0
| 327 | 3 | 1 |  |  | 480 | 95 | 0.0155 | 0.15 | 0.5595 | 0 | 0 | 0
| 328 | 3 | 1 |  |  | 480 | 95 | 0.0155 | 0.15 | 0.5595 | 0 | 0 | 0
| 329 | 3 | 1 |  |  | 480 | 95 | 0.0155 | 0.15 | 0.5595 | 0 | 0 | 0
| 330 | 3 | 1 |  |  | 480 | 95 | 0.0155 | 0.15 | 0.5595 | 0 | 0 | 0
| 331 | 3 | 1 |  |  | 480 | 95 | 0.0155 | 0.15 | 0.5595 | 0 | 0 | 0
| 332 | 3 | 1 |  |  | 480 | 95 | 0.0155 | 0.15 | 0.5595 | 0 | 0 | 0
| 333 | 3 | 1 |  |  | 480 | 95 | 0.0155 | 0.15 | 0.5595 | 0 | 0 | 0
| 334 | 3 | 1 |  |  | 480 | 95 | 0.0155 | 0.15 | 0.5595 | 0 | 0 | 0
| 335 | 3 | 1 |  |  | 480 | 95 | 0.0155 | 0.15 | 0.5595 | 0 | 0 | 0
| 336 | 3 | 1 |  |  | 480 | 95 | 0.0155 | 0.15 | 0.5595 | 0 | 0 | 0
| 337 | 3 | 1 |  |  | 480 | 95 | 0.0155 | 0.15 | 0.5595 | 0 | 0 | 0
| 338 | 3 | 1 |  |  | 480 | 95 | 0.0155 | 0.15 | 0.5595 | 0 | 0 | 0
| 339 | 3 | 1 |  |  | 480 | 95 | 0.0155 | 0.15 | 0.5595 | 0 | 0 | 0
| 340 | 3 | 1 |  |  | 480 | 95 | 0.0155 | 0.15 | 0.5595 | 0 | 0 | 0
| 341 | 3 | 1 |  |  | 480 | 95 | 0.0155 | 0.15 | 0.5595 | 0 | 0 | 0
| 342 | 3 | 1 |  |  | 480 | 95 | 0.0155 | 0.15 | 0.5595 | 0 | 0 | 0
| 343 | 3 | 1 |  |  | 480 | 95 | 0.0155 | 0.15 | 0.5595 | 0 | 0 | 0
| 344 | 3 | 1 |  |  | 480 | 95 | 0.0155 | 0.15 | 0.5595 | 0 | 0 | 0
| 345 | 3 | 1 |  |  | 480 | 95 | 0.0155 | 0.15 | 0.5595 | 0 | 0 | 0
| 346 | 3 | 1 |  |  | 480 | 95 | 0.0155 | 0.15 | 0.5595 | 0 | 0 | 0
| 347 | 4 | 1 |  |  | 670 | 125 | 0.0155 | 0.15 | 0.5595 | 0 | 0 | 0
| 348 | 4 | 1 |  |  | 670 | 125 | 0.0155 | 0.15 | 0.5595 | 0 | 0 | 0
| 349 | 4 | 1 |  |  | 670 | 125 | 0.0155 | 0.15 | 0.5595 | 0 | 0 | 0
| 350 | 4 | 1 |  |  | 670 | 125 | 0.0155 | 0.15 | 0.5595 | 0 | 0 | 0
| 351 | 4 | 1 |  |  | 670 | 125 | 0.0155 | 0.15 | 0.5595 | 0 | 0 | 0
| 352 | 4 | 1 |  |  | 670 | 125 | 0.0155 | 0.15 | 0.5595 | 0 | 0 | 0
| 353 | 4 | 1 |  |  | 670 | 125 | 0.0155 | 0.15 | 0.5595 | 0 | 0 | 0
| 354 | 4 | 1 |  |  | 670 | 125 | 0.0155 | 0.15 | 0.5595 | 0 | 0 | 0
| 355 | 4 | 1 |  |  | 670 | 125 | 0.0155 | 0.15 | 0.5595 | 0 | 0 | 0
| 356 | 4 | 1 |  |  | 670 | 125 | 0.0155 | 0.15 | 0.5595 | 0 | 0 | 0
| 357 | 4 | 1 |  |  | 670 | 125 | 0.0155 | 0.15 | 0.5595 | 0 | 0 | 0
| 358 | 4 | 1 |  |  | 670 | 125 | 0.0155 | 0.15 | 0.5595 | 0 | 0 | 0
| 359 | 4 | 1 |  |  | 670 | 125 | 0.0155 | 0.15 | 0.5595 | 0 | 0 | 0
| 360 | 4 | 1 |  |  | 670 | 125 | 0.0155 | 0.15 | 0.5595 | 0 | 0 | 0
| 361 | 4 | 1 |  |  | 670 | 125 | 0.0155 | 0.15 | 0.5595 | 0 | 0 | 0
| 362 | 4 | 1 |  |  | 670 | 125 | 0.0155 | 0.15 | 0.5595 | 0 | 0 | 0
| 363 | 4 | 1 |  |  | 670 | 125 | 0.0155 | 0.15 | 0.5595 | 0 | 0 | 0
| 364 | 4 | 1 |  |  | 670 | 125 | 0.0155 | 0.15 | 0.5595 | 0 | 0 | 0
| 365 | 4 | 1 |  |  | 670 | 125 | 0.0155 | 0.15 | 0.5595 | 0 | 0 | 0
| 366 | 5 | 1 |  |  | 750 | 145 | 0.0155 | 0.15 | 0.5595 | 0 | 0 | 0
| 367 | 5 | 1 |  |  | 750 | 145 | 0.0155 | 0.15 | 0.5595 | 0 | 0 | 0
| 368 | 5 | 1 |  |  | 750 | 145 | 0.0155 | 0.15 | 0.5595 | 0 | 0 | 0
| 369 | 5 | 1 |  |  | 750 | 145 | 0.0155 | 0.15 | 0.5595 | 0 | 0 | 0
| 370 | 6 | 1 |  |  | 900 | 165 | 0.0155 | 0.15 | 0.5595 | 0 | 0 | 0
| 371 | 6 | 1 |  |  | 900 | 165 | 0.0155 | 0.15 | 0.5595 | 0 | 0 | 0
| 372 | 2 | 1 |  |  | 340 | 75 | 0.0155 | 0.15 | 0.5595 | 0 | 0 | 0
| 373 | 1 | 1 |  |  | 210 | 56 | 0.0155 | 0.15 | 0.5595 | 0 | 0 | 0
| 374 | 1 | 1 |  |  | 210 | 56 | 0.0155 | 0.15 | 0.5595 | 0 | 0 | 0
| 375 | 1 | 1 |  |  | 210 | 56 | 0.0155 | 0.15 | 0.5595 | 0 | 0 | 0
| 376 | 1 | 1 |  |  | 210 | 56 | 0.0155 | 0.15 | 0.5595 | 0 | 0 | 0
| 377 | 1 | 1 |  |  | 210 | 56 | 0.0155 | 0.15 | 0.5595 | 0 | 0 | 0
| 378 | 1 | 1 |  |  | 210 | 56 | 0.0155 | 0.15 | 0.5595 | 0 | 0 | 0
| 379 | 1 | 1 |  |  | 210 | 56 | 0.0155 | 0.15 | 0.5595 | 0 | 0 | 0
| 380 | 1 | 1 |  |  | 210 | 56 | 0.0155 | 0.15 | 0.5595 | 0 | 0 | 0
| 381 | 1 | 1 |  |  | 210 | 56 | 0.0155 | 0.15 | 0.5595 | 0 | 0 | 0
| 382 | 1 | 1 |  |  | 210 | 56 | 0.0155 | 0.15 | 0.5595 | 0 | 0 | 0
| 383 | 1 | 1 |  |  | 210 | 56 | 0.0155 | 0.15 | 0.5595 | 0 | 0 | 0
| 384 | 1 | 1 |  |  | 210 | 56 | 0.0155 | 0.15 | 0.5595 | 0 | 0 | 0
| 385 | 1 | 1 |  |  | 210 | 56 | 0.0155 | 0.15 | 0.5595 | 0 | 0 | 0
| 386 | 1 | 1 |  |  | 210 | 56 | 0.0155 | 0.15 | 0.5595 | 0 | 0 | 0
| 387 | 1 | 1 |  |  | 210 | 56 | 0.0155 | 0.15 | 0.5595 | 0 | 0 | 0
| 388 | 1 | 1 |  |  | 210 | 56 | 0.0155 | 0.15 | 0.5595 | 0 | 0 | 0
| 389 | 1 | 1 |  |  | 210 | 56 | 0.0155 | 0.15 | 0.5595 | 0 | 0 | 0
| 390 | 1 | 1 |  |  | 210 | 56 | 0.0155 | 0.15 | 0.5595 | 0 | 0 | 0
| 391 | 1 | 1 |  |  | 210 | 56 | 0.0155 | 0.15 | 0.5595 | 0 | 0 | 0
| 392 | 2 | 1 |  |  | 340 | 75 | 0.0155 | 0.15 | 0.5595 | 0 | 0 | 0
| 393 | 2 | 1 |  |  | 340 | 75 | 0.0155 | 0.15 | 0.5595 | 0 | 0 | 0
| 394 | 2 | 1 |  |  | 340 | 75 | 0.0155 | 0.15 | 0.5595 | 0 | 0 | 0
| 395 | 2 | 1 |  |  | 340 | 75 | 0.0155 | 0.15 | 0.5595 | 0 | 0 | 0
| 396 | 2 | 1 |  |  | 340 | 75 | 0.0155 | 0.15 | 0.5595 | 0 | 0 | 0
| 397 | 2 | 1 |  |  | 340 | 75 | 0.0155 | 0.15 | 0.5595 | 0 | 0 | 0
| 398 | 2 | 1 |  |  | 340 | 75 | 0.0155 | 0.15 | 0.5595 | 0 | 0 | 0
| 399 | 2 | 1 |  |  | 340 | 75 | 0.0155 | 0.15 | 0.5595 | 0 | 0 | 0
| 400 | 2 | 1 |  |  | 340 | 75 | 0.0155 | 0.15 | 0.5595 | 0 | 0 | 0
| 401 | 2 | 1 |  |  | 340 | 75 | 0.0155 | 0.15 | 0.5595 | 0 | 0 | 0
| 402 | 2 | 1 |  |  | 340 | 75 | 0.0155 | 0.15 | 0.5595 | 0 | 0 | 0
| 403 | 2 | 1 |  |  | 340 | 75 | 0.0155 | 0.15 | 0.5595 | 0 | 0 | 0
| 404 | 2 | 1 |  |  | 340 | 75 | 0.0155 | 0.15 | 0.5595 | 0 | 0 | 0
| 405 | 2 | 1 |  |  | 340 | 75 | 0.0155 | 0.15 | 0.5595 | 0 | 0 | 0
| 406 | 2 | 1 |  |  | 340 | 75 | 0.0155 | 0.15 | 0.5595 | 0 | 0 | 0
| 407 | 2 | 1 |  |  | 340 | 75 | 0.0155 | 0.15 | 0.5595 | 0 | 0 | 0
| 408 | 2 | 1 |  |  | 340 | 75 | 0.0155 | 0.15 | 0.5595 | 0 | 0 | 0
| 409 | 2 | 1 |  |  | 340 | 75 | 0.0155 | 0.15 | 0.5595 | 0 | 0 | 0
| 410 | 2 | 1 |  |  | 340 | 75 | 0.0155 | 0.15 | 0.5595 | 0 | 0 | 0
| 411 | 2 | 1 |  |  | 340 | 75 | 0.0155 | 0.15 | 0.5595 | 0 | 0 | 0
| 412 | 2 | 1 |  |  | 340 | 75 | 0.0155 | 0.15 | 0.5595 | 0 | 0 | 0
| 413 | 2 | 1 |  |  | 340 | 75 | 0.0155 | 0.15 | 0.5595 | 0 | 0 | 0
| 414 | 2 | 1 |  |  | 340 | 75 | 0.0155 | 0.15 | 0.5595 | 0 | 0 | 0
| 415 | 2 | 1 |  |  | 340 | 75 | 0.0155 | 0.15 | 0.5595 | 0 | 0 | 0
| 416 | 2 | 1 |  |  | 340 | 75 | 0.0155 | 0.15 | 0.5595 | 0 | 0 | 0
| 417 | 2 | 1 |  |  | 340 | 75 | 0.0155 | 0.15 | 0.5595 | 0 | 0 | 0
| 418 | 2 | 1 |  |  | 340 | 75 | 0.0155 | 0.15 | 0.5595 | 0 | 0 | 0
| 419 | 2 | 1 |  |  | 340 | 75 | 0.0155 | 0.15 | 0.5595 | 0 | 0 | 0
| 420 | 2 | 1 |  |  | 340 | 75 | 0.0155 | 0.15 | 0.5595 | 0 | 0 | 0
| 421 | 2 | 1 |  |  | 340 | 75 | 0.0155 | 0.15 | 0.5595 | 0 | 0 | 0
| 422 | 2 | 1 |  |  | 340 | 75 | 0.0155 | 0.15 | 0.5595 | 0 | 0 | 0
| 423 | 2 | 1 |  |  | 340 | 75 | 0.0155 | 0.15 | 0.5595 | 0 | 0 | 0
| 424 | 2 | 1 |  |  | 340 | 75 | 0.0155 | 0.15 | 0.5595 | 0 | 0 | 0
| 425 | 2 | 1 |  |  | 340 | 75 | 0.0155 | 0.15 | 0.5595 | 0 | 0 | 0
| 426 | 2 | 1 |  |  | 340 | 75 | 0.0155 | 0.15 | 0.5595 | 0 | 0 | 0
| 427 | 2 | 1 |  |  | 340 | 75 | 0.0155 | 0.15 | 0.5595 | 0 | 0 | 0
| 428 | 2 | 1 |  |  | 340 | 75 | 0.0155 | 0.15 | 0.5595 | 0 | 0 | 0
| 429 | 2 | 1 |  |  | 340 | 75 | 0.0155 | 0.15 | 0.5595 | 0 | 0 | 0
| 430 | 2 | 1 |  |  | 340 | 75 | 0.0155 | 0.15 | 0.5595 | 0 | 0 | 0
| 431 | 2 | 1 |  |  | 340 | 75 | 0.0155 | 0.15 | 0.5595 | 0 | 0 | 0
| 432 | 2 | 1 |  |  | 340 | 75 | 0.0155 | 0.15 | 0.5595 | 0 | 0 | 0
| 433 | 2 | 1 |  |  | 340 | 75 | 0.0155 | 0.15 | 0.5595 | 0 | 0 | 0
| 434 | 2 | 1 |  |  | 340 | 75 | 0.0155 | 0.15 | 0.5595 | 0 | 0 | 0
| 435 | 2 | 1 |  |  | 340 | 75 | 0.0155 | 0.15 | 0.5595 | 0 | 0 | 0
| 436 | 2 | 1 |  |  | 340 | 75 | 0.0155 | 0.15 | 0.5595 | 0 | 0 | 0
| 437 | 2 | 1 |  |  | 340 | 75 | 0.0155 | 0.15 | 0.5595 | 0 | 0 | 0
| 438 | 2 | 1 |  |  | 340 | 75 | 0.0155 | 0.15 | 0.5595 | 0 | 0 | 0
| 439 | 2 | 1 |  |  | 340 | 75 | 0.0155 | 0.15 | 0.5595 | 0 | 0 | 0
| 440 | 2 | 1 |  |  | 340 | 75 | 0.0155 | 0.15 | 0.5595 | 0 | 0 | 0
| 441 | 3 | 1 |  |  | 480 | 95 | 0.0155 | 0.15 | 0.5595 | 0 | 0 | 0
| 442 | 3 | 1 |  |  | 480 | 95 | 0.0155 | 0.15 | 0.5595 | 0 | 0 | 0
| 443 | 3 | 1 |  |  | 480 | 95 | 0.0155 | 0.15 | 0.5595 | 0 | 0 | 0
| 444 | 3 | 1 |  |  | 480 | 95 | 0.0155 | 0.15 | 0.5595 | 0 | 0 | 0
| 445 | 3 | 1 |  |  | 480 | 95 | 0.0155 | 0.15 | 0.5595 | 0 | 0 | 0
| 446 | 3 | 1 |  |  | 480 | 95 | 0.0155 | 0.15 | 0.5595 | 0 | 0 | 0
| 447 | 3 | 1 |  |  | 480 | 95 | 0.0155 | 0.15 | 0.5595 | 0 | 0 | 0
| 448 | 3 | 1 |  |  | 480 | 95 | 0.0155 | 0.15 | 0.5595 | 0 | 0 | 0
| 449 | 3 | 1 |  |  | 480 | 95 | 0.0155 | 0.15 | 0.5595 | 0 | 0 | 0
| 450 | 3 | 1 |  |  | 480 | 95 | 0.0155 | 0.15 | 0.5595 | 0 | 0 | 0
| 451 | 3 | 1 |  |  | 480 | 95 | 0.0155 | 0.15 | 0.5595 | 0 | 0 | 0
| 452 | 3 | 1 |  |  | 480 | 95 | 0.0155 | 0.15 | 0.5595 | 0 | 0 | 0
| 453 | 3 | 1 |  |  | 480 | 95 | 0.0155 | 0.15 | 0.5595 | 0 | 0 | 0
| 454 | 3 | 1 |  |  | 480 | 95 | 0.0155 | 0.15 | 0.5595 | 0 | 0 | 0
| 455 | 3 | 1 |  |  | 480 | 95 | 0.0155 | 0.15 | 0.5595 | 0 | 0 | 0
| 456 | 3 | 1 |  |  | 480 | 95 | 0.0155 | 0.15 | 0.5595 | 0 | 0 | 0
| 457 | 3 | 1 |  |  | 480 | 95 | 0.0155 | 0.15 | 0.5595 | 0 | 0 | 0
| 458 | 3 | 1 |  |  | 480 | 95 | 0.0155 | 0.15 | 0.5595 | 0 | 0 | 0
| 459 | 3 | 1 |  |  | 480 | 95 | 0.0155 | 0.15 | 0.5595 | 0 | 0 | 0
| 460 | 3 | 1 |  |  | 480 | 95 | 0.0155 | 0.15 | 0.5595 | 0 | 0 | 0
| 461 | 3 | 1 |  |  | 480 | 95 | 0.0155 | 0.15 | 0.5595 | 0 | 0 | 0
| 462 | 3 | 1 |  |  | 480 | 95 | 0.0155 | 0.15 | 0.5595 | 0 | 0 | 0
| 463 | 3 | 1 |  |  | 480 | 95 | 0.0155 | 0.15 | 0.5595 | 0 | 0 | 0
| 464 | 3 | 1 |  |  | 480 | 95 | 0.0155 | 0.15 | 0.5595 | 0 | 0 | 0
| 465 | 3 | 1 |  |  | 480 | 95 | 0.0155 | 0.15 | 0.5595 | 0 | 0 | 0
| 466 | 3 | 1 |  |  | 480 | 95 | 0.0155 | 0.15 | 0.5595 | 0 | 0 | 0
| 467 | 3 | 1 |  |  | 480 | 95 | 0.0155 | 0.15 | 0.5595 | 0 | 0 | 0
| 468 | 3 | 1 |  |  | 480 | 95 | 0.0155 | 0.15 | 0.5595 | 0 | 0 | 0
| 469 | 3 | 1 |  |  | 480 | 95 | 0.0155 | 0.15 | 0.5595 | 0 | 0 | 0
| 470 | 3 | 1 |  |  | 480 | 95 | 0.0155 | 0.15 | 0.5595 | 0 | 0 | 0
| 471 | 3 | 1 |  |  | 480 | 95 | 0.0155 | 0.15 | 0.5595 | 0 | 0 | 0
| 472 | 3 | 1 |  |  | 480 | 95 | 0.0155 | 0.15 | 0.5595 | 0 | 0 | 0
| 473 | 3 | 1 |  |  | 480 | 95 | 0.0155 | 0.15 | 0.5595 | 0 | 0 | 0
| 474 | 3 | 1 |  |  | 480 | 95 | 0.0155 | 0.15 | 0.5595 | 0 | 0 | 0
| 475 | 3 | 1 |  |  | 480 | 95 | 0.0155 | 0.15 | 0.5595 | 0 | 0 | 0
| 476 | 3 | 1 |  |  | 480 | 95 | 0.0155 | 0.15 | 0.5595 | 0 | 0 | 0
| 477 | 3 | 1 |  |  | 480 | 95 | 0.0155 | 0.15 | 0.5595 | 0 | 0 | 0
| 478 | 3 | 1 |  |  | 480 | 95 | 0.0155 | 0.15 | 0.5595 | 0 | 0 | 0
| 479 | 3 | 1 |  |  | 480 | 95 | 0.0155 | 0.15 | 0.5595 | 0 | 0 | 0
| 480 | 3 | 1 |  |  | 480 | 95 | 0.0155 | 0.15 | 0.5595 | 0 | 0 | 0
| 481 | 3 | 1 |  |  | 480 | 95 | 0.0155 | 0.15 | 0.5595 | 0 | 0 | 0
| 482 | 3 | 1 |  |  | 480 | 95 | 0.0155 | 0.15 | 0.5595 | 0 | 0 | 0
| 483 | 3 | 1 |  |  | 480 | 95 | 0.0155 | 0.15 | 0.5595 | 0 | 0 | 0
| 484 | 3 | 1 |  |  | 480 | 95 | 0.0155 | 0.15 | 0.5595 | 0 | 0 | 0
| 485 | 3 | 1 |  |  | 480 | 95 | 0.0155 | 0.15 | 0.5595 | 0 | 0 | 0
| 486 | 3 | 1 |  |  | 480 | 95 | 0.0155 | 0.15 | 0.5595 | 0 | 0 | 0
| 487 | 3 | 1 |  |  | 480 | 95 | 0.0155 | 0.15 | 0.5595 | 0 | 0 | 0
| 488 | 3 | 1 |  |  | 480 | 95 | 0.0155 | 0.15 | 0.5595 | 0 | 0 | 0
| 489 | 3 | 1 |  |  | 480 | 95 | 0.0155 | 0.15 | 0.5595 | 0 | 0 | 0
| 490 | 3 | 1 |  |  | 480 | 95 | 0.0155 | 0.15 | 0.5595 | 0 | 0 | 0
| 491 | 3 | 1 |  |  | 480 | 95 | 0.0155 | 0.15 | 0.5595 | 0 | 0 | 0
| 492 | 3 | 1 |  |  | 480 | 95 | 0.0155 | 0.15 | 0.5595 | 0 | 0 | 0
| 493 | 3 | 1 |  |  | 480 | 95 | 0.0155 | 0.15 | 0.5595 | 0 | 0 | 0
| 494 | 3 | 1 |  |  | 480 | 95 | 0.0155 | 0.15 | 0.5595 | 0 | 0 | 0
| 495 | 3 | 1 |  |  | 480 | 95 | 0.0155 | 0.15 | 0.5595 | 0 | 0 | 0
| 496 | 3 | 1 |  |  | 480 | 95 | 0.0155 | 0.15 | 0.5595 | 0 | 0 | 0
| 497 | 4 | 1 |  |  | 670 | 125 | 0.0155 | 0.15 | 0.5595 | 0 | 0 | 0
| 498 | 4 | 1 |  |  | 670 | 125 | 0.0155 | 0.15 | 0.5595 | 0 | 0 | 0
| 499 | 4 | 1 |  |  | 670 | 125 | 0.0155 | 0.15 | 0.5595 | 0 | 0 | 0
| 500 | 4 | 1 |  |  | 670 | 125 | 0.0155 | 0.15 | 0.5595 | 0 | 0 | 0
| 501 | 4 | 1 |  |  | 670 | 125 | 0.0155 | 0.15 | 0.5595 | 0 | 0 | 0
| 502 | 4 | 1 |  |  | 670 | 125 | 0.0155 | 0.15 | 0.5595 | 0 | 0 | 0
| 503 | 4 | 1 |  |  | 670 | 125 | 0.0155 | 0.15 | 0.5595 | 0 | 0 | 0
| 504 | 4 | 1 |  |  | 670 | 125 | 0.0155 | 0.15 | 0.5595 | 0 | 0 | 0
| 505 | 4 | 1 |  |  | 670 | 125 | 0.0155 | 0.15 | 0.5595 | 0 | 0 | 0
| 506 | 4 | 1 |  |  | 670 | 125 | 0.0155 | 0.15 | 0.5595 | 0 | 0 | 0
| 507 | 4 | 1 |  |  | 670 | 125 | 0.0155 | 0.15 | 0.5595 | 0 | 0 | 0
| 508 | 4 | 1 |  |  | 670 | 125 | 0.0155 | 0.15 | 0.5595 | 0 | 0 | 0
| 509 | 4 | 1 |  |  | 670 | 125 | 0.0155 | 0.15 | 0.5595 | 0 | 0 | 0
| 510 | 4 | 1 |  |  | 670 | 125 | 0.0155 | 0.15 | 0.5595 | 0 | 0 | 0
| 511 | 4 | 1 |  |  | 670 | 125 | 0.0155 | 0.15 | 0.5595 | 0 | 0 | 0
| 512 | 4 | 1 |  |  | 670 | 125 | 0.0155 | 0.15 | 0.5595 | 0 | 0 | 0
| 513 | 4 | 1 |  |  | 670 | 125 | 0.0155 | 0.15 | 0.5595 | 0 | 0 | 0
| 514 | 4 | 1 |  |  | 670 | 125 | 0.0155 | 0.15 | 0.5595 | 0 | 0 | 0
| 515 | 4 | 1 |  |  | 670 | 125 | 0.0155 | 0.15 | 0.5595 | 0 | 0 | 0
| 516 | 4 | 1 |  |  | 670 | 125 | 0.0155 | 0.15 | 0.5595 | 0 | 0 | 0
| 517 | 4 | 1 |  |  | 670 | 125 | 0.0155 | 0.15 | 0.5595 | 0 | 0 | 0
| 518 | 4 | 1 |  |  | 670 | 125 | 0.0155 | 0.15 | 0.5595 | 0 | 0 | 0
| 519 | 4 | 1 |  |  | 670 | 125 | 0.0155 | 0.15 | 0.5595 | 0 | 0 | 0
| 520 | 4 | 1 |  |  | 670 | 125 | 0.0155 | 0.15 | 0.5595 | 0 | 0 | 0
| 521 | 4 | 1 |  |  | 670 | 125 | 0.0155 | 0.15 | 0.5595 | 0 | 0 | 0
| 522 | 4 | 1 |  |  | 670 | 125 | 0.0155 | 0.15 | 0.5595 | 0 | 0 | 0
| 523 | 4 | 1 |  |  | 670 | 125 | 0.0155 | 0.15 | 0.5595 | 0 | 0 | 0
| 524 | 4 | 1 |  |  | 670 | 125 | 0.0155 | 0.15 | 0.5595 | 0 | 0 | 0
| 525 | 5 | 1 |  |  | 750 | 145 | 0.0155 | 0.15 | 0.5595 | 0 | 0 | 0
| 526 | 5 | 1 |  |  | 750 | 145 | 0.0155 | 0.15 | 0.5595 | 0 | 0 | 0
| 527 | 5 | 1 |  |  | 750 | 145 | 0.0155 | 0.15 | 0.5595 | 0 | 0 | 0
| 528 | 5 | 1 |  |  | 750 | 145 | 0.0155 | 0.15 | 0.5595 | 0 | 0 | 0
| 529 | 5 | 1 |  |  | 750 | 145 | 0.0155 | 0.15 | 0.5595 | 0 | 0 | 0
| 530 | 5 | 1 |  |  | 750 | 145 | 0.0155 | 0.15 | 0.5595 | 0 | 0 | 0
| 531 | 5 | 1 |  |  | 750 | 145 | 0.0155 | 0.15 | 0.5595 | 0 | 0 | 0
| 532 | 5 | 1 |  |  | 750 | 145 | 0.0155 | 0.15 | 0.5595 | 0 | 0 | 0
| 533 | 5 | 1 |  |  | 750 | 145 | 0.0155 | 0.15 | 0.5595 | 0 | 0 | 0
| 534 | 6 | 1 |  |  | 900 | 165 | 0.0155 | 0.15 | 0.5595 | 0 | 0 | 0
| 535 | 6 | 1 |  |  | 900 | 165 | 0.0155 | 0.15 | 0.5595 | 0 | 0 | 0
| 536 | 6 | 1 |  |  | 900 | 165 | 0.0155 | 0.15 | 0.5595 | 0 | 0 | 0
| 537 | 6 | 1 |  |  | 900 | 165 | 0.0155 | 0.15 | 0.5595 | 0 | 0 | 0
| 538 | 6 | 1 |  |  | 900 | 165 | 0.0155 | 0.15 | 0.5595 | 0 | 0 | 0
| 539 | 6 | 1 |  |  | 900 | 165 | 0.0155 | 0.15 | 0.5595 | 0 | 0 | 0
| 540 | 7 | 1 |  |  | 1000 | 220 | 0.0155 | 0.15 | 0.5595 | 0 | 0 | 0
| 541 | 7 | 1 |  |  | 1000 | 220 | 0.0155 | 0.15 | 0.5595 | 0 | 0 | 0
| 542 | 7 | 1 |  |  | 1000 | 220 | 0.0155 | 0.15 | 0.5595 | 0 | 0 | 0
| 543 | 7 | 1 |  |  | 1000 | 220 | 0.0155 | 0.15 | 0.5595 | 0 | 0 | 0
| 544 | 7 | 1 |  |  | 1000 | 220 | 0.0155 | 0.15 | 0.5595 | 0 | 0 | 0
| 545 | 7 | 1 |  |  | 1000 | 220 | 0.0155 | 0.15 | 0.5595 | 0 | 0 | 0
| 546 | 8 | 1 |  |  | 1200 | 270 | 0.0155 | 0.15 | 0.5595 | 0 | 0 | 0
| 547 | 8 | 1 |  |  | 1200 | 270 | 0.0155 | 0.15 | 0.5595 | 0 | 0 | 0
| 548 | 8 | 1 |  |  | 1200 | 270 | 0.0155 | 0.15 | 0.5595 | 0 | 0 | 0
| 549 | 8 | 1 |  |  | 1200 | 270 | 0.0155 | 0.15 | 0.5595 | 0 | 0 | 0
| 550 | 8 | 1 |  |  | 1200 | 270 | 0.0155 | 0.15 | 0.5595 | 0 | 0 | 0
| 551 | 8 | 1 |  |  | 1200 | 270 | 0.0155 | 0.15 | 0.5595 | 0 | 0 | 0
| 552 | 1 | 2 |  |  | 210 | 56 | 0.0155 | 0.15 | 0.5595 | 0 | 0 | 0
| 553 | 1 | 2 |  |  | 210 | 56 | 0.0155 | 0.15 | 0.5595 | 0 | 0 | 0
| 554 | 1 | 2 |  |  | 210 | 56 | 0.0155 | 0.15 | 0.5595 | 0 | 0 | 0
| 555 | 1 | 2 |  |  | 210 | 56 | 0.0155 | 0.15 | 0.5595 | 0 | 0 | 0
| 556 | 1 | 2 |  |  | 210 | 56 | 0.0155 | 0.15 | 0.5595 | 0 | 0 | 0
| 557 | 1 | 2 |  |  | 210 | 56 | 0.0155 | 0.15 | 0.5595 | 0 | 0 | 0
| 558 | 1 | 2 |  |  | 210 | 56 | 0.0155 | 0.15 | 0.5595 | 0 | 0 | 0
| 559 | 1 | 2 |  |  | 210 | 56 | 0.0155 | 0.15 | 0.5595 | 0 | 0 | 0
| 560 | 1 | 2 |  |  | 210 | 56 | 0.0155 | 0.15 | 0.5595 | 0 | 0 | 0
| 561 | 1 | 2 |  |  | 210 | 56 | 0.0155 | 0.15 | 0.5595 | 0 | 0 | 0
| 562 | 1 | 2 |  |  | 210 | 56 | 0.0155 | 0.15 | 0.5595 | 0 | 0 | 0
| 563 | 1 | 2 |  |  | 210 | 56 | 0.0155 | 0.15 | 0.5595 | 0 | 0 | 0
| 564 | 1 | 2 |  |  | 210 | 56 | 0.0155 | 0.15 | 0.5595 | 0 | 0 | 0
| 565 | 1 | 2 |  |  | 210 | 56 | 0.0155 | 0.15 | 0.5595 | 0 | 0 | 0
| 566 | 1 | 2 |  |  | 210 | 56 | 0.0155 | 0.15 | 0.5595 | 0 | 0 | 0
| 567 | 1 | 2 |  |  | 210 | 56 | 0.0155 | 0.15 | 0.5595 | 0 | 0 | 0
| 568 | 1 | 2 |  |  | 210 | 56 | 0.0155 | 0.15 | 0.5595 | 0 | 0 | 0
| 569 | 1 | 2 |  |  | 210 | 56 | 0.0155 | 0.15 | 0.5595 | 0 | 0 | 0
| 570 | 1 | 2 |  |  | 210 | 56 | 0.0155 | 0.15 | 0.5595 | 0 | 0 | 0
| 571 | 1 | 2 |  |  | 210 | 56 | 0.0155 | 0.15 | 0.5595 | 0 | 0 | 0
| 572 | 2 | 2 |  |  | 340 | 75 | 0.0155 | 0.15 | 0.5595 | 0 | 0 | 0
| 573 | 2 | 2 |  |  | 340 | 75 | 0.0155 | 0.15 | 0.5595 | 0 | 0 | 0
| 574 | 2 | 2 |  |  | 340 | 75 | 0.0155 | 0.15 | 0.5595 | 0 | 0 | 0
| 575 | 2 | 2 |  |  | 340 | 75 | 0.0155 | 0.15 | 0.5595 | 0 | 0 | 0
| 576 | 2 | 2 |  |  | 340 | 75 | 0.0155 | 0.15 | 0.5595 | 0 | 0 | 0
| 577 | 2 | 2 |  |  | 340 | 75 | 0.0155 | 0.15 | 0.5595 | 0 | 0 | 0
| 578 | 2 | 2 |  |  | 340 | 75 | 0.0155 | 0.15 | 0.5595 | 0 | 0 | 0
| 579 | 2 | 2 |  |  | 340 | 75 | 0.0155 | 0.15 | 0.5595 | 0 | 0 | 0
| 580 | 2 | 2 |  |  | 340 | 75 | 0.0155 | 0.15 | 0.5595 | 0 | 0 | 0
| 581 | 2 | 2 |  |  | 340 | 75 | 0.0155 | 0.15 | 0.5595 | 0 | 0 | 0
| 582 | 2 | 2 |  |  | 340 | 75 | 0.0155 | 0.15 | 0.5595 | 0 | 0 | 0
| 583 | 2 | 2 |  |  | 340 | 75 | 0.0155 | 0.15 | 0.5595 | 0 | 0 | 0
| 584 | 2 | 2 |  |  | 340 | 75 | 0.0155 | 0.15 | 0.5595 | 0 | 0 | 0
| 585 | 2 | 2 |  |  | 340 | 75 | 0.0155 | 0.15 | 0.5595 | 0 | 0 | 0
| 586 | 2 | 2 |  |  | 340 | 75 | 0.0155 | 0.15 | 0.5595 | 0 | 0 | 0
| 587 | 2 | 2 |  |  | 340 | 75 | 0.0155 | 0.15 | 0.5595 | 0 | 0 | 0
| 588 | 2 | 2 |  |  | 340 | 75 | 0.0155 | 0.15 | 0.5595 | 0 | 0 | 0
| 589 | 2 | 2 |  |  | 340 | 75 | 0.0155 | 0.15 | 0.5595 | 0 | 0 | 0
| 590 | 2 | 2 |  |  | 340 | 75 | 0.0155 | 0.15 | 0.5595 | 0 | 0 | 0
| 591 | 2 | 2 |  |  | 340 | 75 | 0.0155 | 0.15 | 0.5595 | 0 | 0 | 0
| 592 | 3 | 2 |  |  | 480 | 95 | 0.0155 | 0.15 | 0.5595 | 0 | 0 | 0
| 593 | 3 | 2 |  |  | 480 | 95 | 0.0155 | 0.15 | 0.5595 | 0 | 0 | 0
| 594 | 3 | 2 |  |  | 480 | 95 | 0.0155 | 0.15 | 0.5595 | 0 | 0 | 0
| 595 | 3 | 2 |  |  | 480 | 95 | 0.0155 | 0.15 | 0.5595 | 0 | 0 | 0
| 596 | 3 | 2 |  |  | 480 | 95 | 0.0155 | 0.15 | 0.5595 | 0 | 0 | 0
| 597 | 3 | 2 |  |  | 480 | 95 | 0.0155 | 0.15 | 0.5595 | 0 | 0 | 0
| 598 | 3 | 2 |  |  | 480 | 95 | 0.0155 | 0.15 | 0.5595 | 0 | 0 | 0
| 599 | 3 | 2 |  |  | 480 | 95 | 0.0155 | 0.15 | 0.5595 | 0 | 0 | 0
| 600 | 3 | 2 |  |  | 480 | 95 | 0.0155 | 0.15 | 0.5595 | 0 | 0 | 0
| 601 | 3 | 2 |  |  | 480 | 95 | 0.0155 | 0.15 | 0.5595 | 0 | 0 | 0
| 602 | 4 | 2 |  |  | 670 | 125 | 0.0155 | 0.15 | 0.5595 | 0 | 0 | 0
| 603 | 4 | 2 |  |  | 670 | 125 | 0.0155 | 0.15 | 0.5595 | 0 | 0 | 0
| 604 | 4 | 2 |  |  | 670 | 125 | 0.0155 | 0.15 | 0.5595 | 0 | 0 | 0
| 605 | 4 | 2 |  |  | 670 | 125 | 0.0155 | 0.15 | 0.5595 | 0 | 0 | 0
| 606 | 4 | 2 |  |  | 670 | 125 | 0.0155 | 0.15 | 0.5595 | 0 | 0 | 0
| 607 | 5 | 2 |  |  | 750 | 145 | 0.0155 | 0.15 | 0.5595 | 0 | 0 | 0
| 608 | 5 | 2 |  |  | 750 | 145 | 0.0155 | 0.15 | 0.5595 | 0 | 0 | 0
| 609 | 1 | 2 |  |  | 210 | 56 | 0.0155 | 0.15 | 0.5595 | 0 | 0 | 0
| 610 | 1 | 2 |  |  | 210 | 56 | 0.0155 | 0.15 | 0.5595 | 0 | 0 | 0
| 611 | 1 | 2 |  |  | 210 | 56 | 0.0155 | 0.15 | 0.5595 | 0 | 0 | 0
| 612 | 2 | 2 |  |  | 340 | 75 | 0.0155 | 0.15 | 0.5595 | 0 | 0 | 0
| 613 | 2 | 2 |  |  | 340 | 75 | 0.0155 | 0.15 | 0.5595 | 0 | 0 | 0
| 614 | 2 | 2 |  |  | 340 | 75 | 0.0155 | 0.15 | 0.5595 | 0 | 0 | 0
| 615 | 2 | 2 |  |  | 340 | 75 | 0.0155 | 0.15 | 0.5595 | 0 | 0 | 0
| 616 | 2 | 2 |  |  | 340 | 75 | 0.0155 | 0.15 | 0.5595 | 0 | 0 | 0
| 617 | 2 | 2 |  |  | 340 | 75 | 0.0155 | 0.15 | 0.5595 | 0 | 0 | 0
| 618 | 3 | 2 |  |  | 480 | 95 | 0.0155 | 0.15 | 0.5595 | 0 | 0 | 0
| 619 | 3 | 2 |  |  | 480 | 95 | 0.0155 | 0.15 | 0.5595 | 0 | 0 | 0
| 620 | 3 | 2 |  |  | 480 | 95 | 0.0155 | 0.15 | 0.5595 | 0 | 0 | 0
| 621 | 3 | 2 |  |  | 480 | 95 | 0.0155 | 0.15 | 0.5595 | 0 | 0 | 0
| 622 | 3 | 2 |  |  | 480 | 95 | 0.0155 | 0.15 | 0.5595 | 0 | 0 | 0
| 623 | 3 | 2 |  |  | 480 | 95 | 0.0155 | 0.15 | 0.5595 | 0 | 0 | 0
| 624 | 4 | 2 |  |  | 670 | 125 | 0.0155 | 0.15 | 0.5595 | 0 | 0 | 0
| 625 | 4 | 2 |  |  | 670 | 125 | 0.0155 | 0.15 | 0.5595 | 0 | 0 | 0
| 626 | 4 | 2 |  |  | 670 | 125 | 0.0155 | 0.15 | 0.5595 | 0 | 0 | 0
| 627 | 4 | 2 |  |  | 670 | 125 | 0.0155 | 0.15 | 0.5595 | 0 | 0 | 0
| 628 | 1 | 3 |  |  | 210 | 56 | 0.0155 | 0.15 | 0.5595 | 0 | 0 | 0
| 629 | 1 | 3 |  |  | 210 | 56 | 0.0155 | 0.15 | 0.5595 | 0 | 0 | 0
| 630 | 1 | 3 |  |  | 210 | 56 | 0.0155 | 0.15 | 0.5595 | 0 | 0 | 0
| 631 | 1 | 3 |  |  | 210 | 56 | 0.0155 | 0.15 | 0.5595 | 0 | 0 | 0
| 632 | 1 | 3 |  |  | 210 | 56 | 0.0155 | 0.15 | 0.5595 | 0 | 0 | 0
| 633 | 1 | 3 |  |  | 210 | 56 | 0.0155 | 0.15 | 0.5595 | 0 | 0 | 0
| 634 | 1 | 3 |  |  | 210 | 56 | 0.0155 | 0.15 | 0.5595 | 0 | 0 | 0
| 635 | 1 | 3 |  |  | 210 | 56 | 0.0155 | 0.15 | 0.5595 | 0 | 0 | 0
| 636 | 1 | 3 |  |  | 210 | 56 | 0.0155 | 0.15 | 0.5595 | 0 | 0 | 0
| 637 | 1 | 3 |  |  | 210 | 56 | 0.0155 | 0.15 | 0.5595 | 0 | 0 | 0
| 638 | 1 | 3 |  |  | 210 | 56 | 0.0155 | 0.15 | 0.5595 | 0 | 0 | 0
| 639 | 1 | 3 |  |  | 210 | 56 | 0.0155 | 0.15 | 0.5595 | 0 | 0 | 0
| 640 | 1 | 3 |  |  | 210 | 56 | 0.0155 | 0.15 | 0.5595 | 0 | 0 | 0
| 641 | 1 | 3 |  |  | 210 | 56 | 0.0155 | 0.15 | 0.5595 | 0 | 0 | 0
| 642 | 1 | 3 |  |  | 210 | 56 | 0.0155 | 0.15 | 0.5595 | 0 | 0 | 0
| 643 | 1 | 3 |  |  | 210 | 56 | 0.0155 | 0.15 | 0.5595 | 0 | 0 | 0
| 644 | 1 | 3 |  |  | 210 | 56 | 0.0155 | 0.15 | 0.5595 | 0 | 0 | 0
| 645 | 1 | 3 |  |  | 210 | 56 | 0.0155 | 0.15 | 0.5595 | 0 | 0 | 0
| 646 | 1 | 3 |  |  | 210 | 56 | 0.0155 | 0.15 | 0.5595 | 0 | 0 | 0
| 647 | 1 | 3 |  |  | 210 | 56 | 0.0155 | 0.15 | 0.5595 | 0 | 0 | 0
| 648 | 2 | 3 |  |  | 340 | 75 | 0.0155 | 0.15 | 0.5595 | 0 | 0 | 0
| 649 | 2 | 3 |  |  | 340 | 75 | 0.0155 | 0.15 | 0.5595 | 0 | 0 | 0
| 650 | 2 | 3 |  |  | 340 | 75 | 0.0155 | 0.15 | 0.5595 | 0 | 0 | 0
| 651 | 2 | 3 |  |  | 340 | 75 | 0.0155 | 0.15 | 0.5595 | 0 | 0 | 0
| 652 | 2 | 3 |  |  | 340 | 75 | 0.0155 | 0.15 | 0.5595 | 0 | 0 | 0
| 653 | 2 | 3 |  |  | 340 | 75 | 0.0155 | 0.15 | 0.5595 | 0 | 0 | 0
| 654 | 2 | 3 |  |  | 340 | 75 | 0.0155 | 0.15 | 0.5595 | 0 | 0 | 0
| 655 | 2 | 3 |  |  | 340 | 75 | 0.0155 | 0.15 | 0.5595 | 0 | 0 | 0
| 656 | 2 | 3 |  |  | 340 | 75 | 0.0155 | 0.15 | 0.5595 | 0 | 0 | 0
| 657 | 2 | 3 |  |  | 340 | 75 | 0.0155 | 0.15 | 0.5595 | 0 | 0 | 0
| 658 | 2 | 3 |  |  | 340 | 75 | 0.0155 | 0.15 | 0.5595 | 0 | 0 | 0
| 659 | 2 | 3 |  |  | 340 | 75 | 0.0155 | 0.15 | 0.5595 | 0 | 0 | 0
| 660 | 2 | 3 |  |  | 340 | 75 | 0.0155 | 0.15 | 0.5595 | 0 | 0 | 0
| 661 | 2 | 3 |  |  | 340 | 75 | 0.0155 | 0.15 | 0.5595 | 0 | 0 | 0
| 662 | 2 | 3 |  |  | 340 | 75 | 0.0155 | 0.15 | 0.5595 | 0 | 0 | 0
| 663 | 2 | 3 |  |  | 340 | 75 | 0.0155 | 0.15 | 0.5595 | 0 | 0 | 0
| 664 | 2 | 3 |  |  | 340 | 75 | 0.0155 | 0.15 | 0.5595 | 0 | 0 | 0
| 665 | 2 | 3 |  |  | 340 | 75 | 0.0155 | 0.15 | 0.5595 | 0 | 0 | 0
| 666 | 2 | 3 |  |  | 340 | 75 | 0.0155 | 0.15 | 0.5595 | 0 | 0 | 0
| 667 | 2 | 3 |  |  | 340 | 75 | 0.0155 | 0.15 | 0.5595 | 0 | 0 | 0
| 668 | 3 | 3 |  |  | 480 | 95 | 0.0155 | 0.15 | 0.5595 | 0 | 0 | 0
| 669 | 3 | 3 |  |  | 480 | 95 | 0.0155 | 0.15 | 0.5595 | 0 | 0 | 0
| 670 | 3 | 3 |  |  | 480 | 95 | 0.0155 | 0.15 | 0.5595 | 0 | 0 | 0
| 671 | 3 | 3 |  |  | 480 | 95 | 0.0155 | 0.15 | 0.5595 | 0 | 0 | 0
| 672 | 3 | 3 |  |  | 480 | 95 | 0.0155 | 0.15 | 0.5595 | 0 | 0 | 0
| 673 | 3 | 3 |  |  | 480 | 95 | 0.0155 | 0.15 | 0.5595 | 0 | 0 | 0
| 674 | 3 | 3 |  |  | 480 | 95 | 0.0155 | 0.15 | 0.5595 | 0 | 0 | 0
| 675 | 3 | 3 |  |  | 480 | 95 | 0.0155 | 0.15 | 0.5595 | 0 | 0 | 0
| 676 | 3 | 3 |  |  | 480 | 95 | 0.0155 | 0.15 | 0.5595 | 0 | 0 | 0
| 677 | 3 | 3 |  |  | 480 | 95 | 0.0155 | 0.15 | 0.5595 | 0 | 0 | 0
| 678 | 4 | 3 |  |  | 670 | 125 | 0.0155 | 0.15 | 0.5595 | 0 | 0 | 0
| 679 | 4 | 3 |  |  | 670 | 125 | 0.0155 | 0.15 | 0.5595 | 0 | 0 | 0
| 680 | 4 | 3 |  |  | 670 | 125 | 0.0155 | 0.15 | 0.5595 | 0 | 0 | 0
| 681 | 4 | 3 |  |  | 670 | 125 | 0.0155 | 0.15 | 0.5595 | 0 | 0 | 0
| 682 | 4 | 3 |  |  | 670 | 125 | 0.0155 | 0.15 | 0.5595 | 0 | 0 | 0
| 683 | 2 | 3 |  |  | 340 | 75 | 0.0155 | 0.15 | 0.5595 | 0 | 0 | 0
| 684 | 2 | 3 |  |  | 340 | 75 | 0.0155 | 0.15 | 0.5595 | 0 | 0 | 0
| 685 | 2 | 3 |  |  | 340 | 75 | 0.0155 | 0.15 | 0.5595 | 0 | 0 | 0
| 686 | 2 | 3 |  |  | 340 | 75 | 0.0155 | 0.15 | 0.5595 | 0 | 0 | 0
| 687 | 3 | 3 |  |  | 480 | 95 | 0.0155 | 0.15 | 0.5595 | 0 | 0 | 0
| 688 | 3 | 3 |  |  | 480 | 95 | 0.0155 | 0.15 | 0.5595 | 0 | 0 | 0
| 689 | 3 | 3 |  |  | 480 | 95 | 0.0155 | 0.15 | 0.5595 | 0 | 0 | 0
| 690 | 3 | 3 |  |  | 480 | 95 | 0.0155 | 0.15 | 0.5595 | 0 | 0 | 0
| 691 | 4 | 3 |  |  | 670 | 125 | 0.0155 | 0.15 | 0.5595 | 0 | 0 | 0
| 692 | 4 | 3 |  |  | 670 | 125 | 0.0155 | 0.15 | 0.5595 | 0 | 0 | 0
| 693 | 4 | 3 |  |  | 670 | 125 | 0.0155 | 0.15 | 0.5595 | 0 | 0 | 0
| 694 | 1 | 4 |  |  | 210 | 56 | 0.0155 | 0.15 | 0.5595 | 0 | 0 | 0
| 695 | 1 | 4 |  |  | 210 | 56 | 0.0155 | 0.15 | 0.5595 | 0 | 0 | 0
| 696 | 1 | 4 |  |  | 210 | 56 | 0.0155 | 0.15 | 0.5595 | 0 | 0 | 0
| 697 | 1 | 4 |  |  | 210 | 56 | 0.0155 | 0.15 | 0.5595 | 0 | 0 | 0
| 698 | 1 | 4 |  |  | 210 | 56 | 0.0155 | 0.15 | 0.5595 | 0 | 0 | 0
| 699 | 1 | 4 |  |  | 210 | 56 | 0.0155 | 0.15 | 0.5595 | 0 | 0 | 0
| 700 | 1 | 4 |  |  | 210 | 56 | 0.0155 | 0.15 | 0.5595 | 0 | 0 | 0
| 701 | 1 | 4 |  |  | 210 | 56 | 0.0155 | 0.15 | 0.5595 | 0 | 0 | 0
| 702 | 1 | 4 |  |  | 210 | 56 | 0.0155 | 0.15 | 0.5595 | 0 | 0 | 0
| 703 | 1 | 4 |  |  | 210 | 56 | 0.0155 | 0.15 | 0.5595 | 0 | 0 | 0
| 704 | 1 | 4 |  |  | 210 | 56 | 0.0155 | 0.15 | 0.5595 | 0 | 0 | 0
| 705 | 1 | 4 |  |  | 210 | 56 | 0.0155 | 0.15 | 0.5595 | 0 | 0 | 0
| 706 | 1 | 4 |  |  | 210 | 56 | 0.0155 | 0.15 | 0.5595 | 0 | 0 | 0
| 707 | 1 | 4 |  |  | 210 | 56 | 0.0155 | 0.15 | 0.5595 | 0 | 0 | 0
| 708 | 1 | 4 |  |  | 210 | 56 | 0.0155 | 0.15 | 0.5595 | 0 | 0 | 0
| 709 | 1 | 4 |  |  | 210 | 56 | 0.0155 | 0.15 | 0.5595 | 0 | 0 | 0
| 710 | 1 | 4 |  |  | 210 | 56 | 0.0155 | 0.15 | 0.5595 | 0 | 0 | 0
| 711 | 1 | 4 |  |  | 210 | 56 | 0.0155 | 0.15 | 0.5595 | 0 | 0 | 0
| 712 | 1 | 4 |  |  | 210 | 56 | 0.0155 | 0.15 | 0.5595 | 0 | 0 | 0
| 713 | 1 | 4 |  |  | 210 | 56 | 0.0155 | 0.15 | 0.5595 | 0 | 0 | 0
| 714 | 2 | 4 |  |  | 340 | 75 | 0.0155 | 0.15 | 0.5595 | 0 | 0 | 0
| 715 | 2 | 4 |  |  | 340 | 75 | 0.0155 | 0.15 | 0.5595 | 0 | 0 | 0
| 716 | 2 | 4 |  |  | 340 | 75 | 0.0155 | 0.15 | 0.5595 | 0 | 0 | 0
| 717 | 2 | 4 |  |  | 340 | 75 | 0.0155 | 0.15 | 0.5595 | 0 | 0 | 0
| 718 | 2 | 4 |  |  | 340 | 75 | 0.0155 | 0.15 | 0.5595 | 0 | 0 | 0
| 719 | 2 | 4 |  |  | 340 | 75 | 0.0155 | 0.15 | 0.5595 | 0 | 0 | 0
| 720 | 2 | 4 |  |  | 340 | 75 | 0.0155 | 0.15 | 0.5595 | 0 | 0 | 0
| 721 | 2 | 4 |  |  | 340 | 75 | 0.0155 | 0.15 | 0.5595 | 0 | 0 | 0
| 722 | 2 | 4 |  |  | 340 | 75 | 0.0155 | 0.15 | 0.5595 | 0 | 0 | 0
| 723 | 2 | 4 |  |  | 340 | 75 | 0.0155 | 0.15 | 0.5595 | 0 | 0 | 0
| 724 | 2 | 4 |  |  | 340 | 75 | 0.0155 | 0.15 | 0.5595 | 0 | 0 | 0
| 725 | 2 | 4 |  |  | 340 | 75 | 0.0155 | 0.15 | 0.5595 | 0 | 0 | 0
| 726 | 2 | 4 |  |  | 340 | 75 | 0.0155 | 0.15 | 0.5595 | 0 | 0 | 0
| 727 | 2 | 4 |  |  | 340 | 75 | 0.0155 | 0.15 | 0.5595 | 0 | 0 | 0
| 728 | 2 | 4 |  |  | 340 | 75 | 0.0155 | 0.15 | 0.5595 | 0 | 0 | 0
| 729 | 2 | 4 |  |  | 340 | 75 | 0.0155 | 0.15 | 0.5595 | 0 | 0 | 0
| 730 | 2 | 4 |  |  | 340 | 75 | 0.0155 | 0.15 | 0.5595 | 0 | 0 | 0
| 731 | 2 | 4 |  |  | 340 | 75 | 0.0155 | 0.15 | 0.5595 | 0 | 0 | 0
| 732 | 2 | 4 |  |  | 340 | 75 | 0.0155 | 0.15 | 0.5595 | 0 | 0 | 0
| 733 | 2 | 4 |  |  | 340 | 75 | 0.0155 | 0.15 | 0.5595 | 0 | 0 | 0
| 734 | 3 | 4 |  |  | 480 | 95 | 0.0155 | 0.15 | 0.5595 | 0 | 0 | 0
| 735 | 3 | 4 |  |  | 480 | 95 | 0.0155 | 0.15 | 0.5595 | 0 | 0 | 0
| 736 | 3 | 4 |  |  | 480 | 95 | 0.0155 | 0.15 | 0.5595 | 0 | 0 | 0
| 737 | 3 | 4 |  |  | 480 | 95 | 0.0155 | 0.15 | 0.5595 | 0 | 0 | 0
| 738 | 3 | 4 |  |  | 480 | 95 | 0.0155 | 0.15 | 0.5595 | 0 | 0 | 0
| 739 | 3 | 4 |  |  | 480 | 95 | 0.0155 | 0.15 | 0.5595 | 0 | 0 | 0
| 740 | 3 | 4 |  |  | 480 | 95 | 0.0155 | 0.15 | 0.5595 | 0 | 0 | 0
| 741 | 3 | 4 |  |  | 480 | 95 | 0.0155 | 0.15 | 0.5595 | 0 | 0 | 0
| 742 | 3 | 4 |  |  | 480 | 95 | 0.0155 | 0.15 | 0.5595 | 0 | 0 | 0
| 743 | 3 | 4 |  |  | 480 | 95 | 0.0155 | 0.15 | 0.5595 | 0 | 0 | 0
| 744 | 4 | 4 |  |  | 670 | 125 | 0.0155 | 0.15 | 0.5595 | 0 | 0 | 0
| 745 | 4 | 4 |  |  | 670 | 125 | 0.0155 | 0.15 | 0.5595 | 0 | 0 | 0
| 746 | 4 | 4 |  |  | 670 | 125 | 0.0155 | 0.15 | 0.5595 | 0 | 0 | 0
| 747 | 4 | 4 |  |  | 670 | 125 | 0.0155 | 0.15 | 0.5595 | 0 | 0 | 0
| 748 | 4 | 4 |  |  | 670 | 125 | 0.0155 | 0.15 | 0.5595 | 0 | 0 | 0
| 749 | 1 | 4 |  |  | 210 | 56 | 0.0155 | 0.15 | 0.5595 | 0 | 0 | 0
| 750 | 1 | 4 |  |  | 210 | 56 | 0.0155 | 0.15 | 0.5595 | 0 | 0 | 0
| 751 | 1 | 4 |  |  | 210 | 56 | 0.0155 | 0.15 | 0.5595 | 0 | 0 | 0
| 752 | 1 | 4 |  |  | 210 | 56 | 0.0155 | 0.15 | 0.5595 | 0 | 0 | 0
| 753 | 1 | 4 |  |  | 210 | 56 | 0.0155 | 0.15 | 0.5595 | 0 | 0 | 0
| 754 | 1 | 4 |  |  | 210 | 56 | 0.0155 | 0.15 | 0.5595 | 0 | 0 | 0
| 755 | 1 | 4 |  |  | 210 | 56 | 0.0155 | 0.15 | 0.5595 | 0 | 0 | 0
| 756 | 1 | 4 |  |  | 210 | 56 | 0.0155 | 0.15 | 0.5595 | 0 | 0 | 0
| 757 | 1 | 4 |  |  | 210 | 56 | 0.0155 | 0.15 | 0.5595 | 0 | 0 | 0
| 758 | 1 | 4 |  |  | 210 | 56 | 0.0155 | 0.15 | 0.5595 | 0 | 0 | 0
| 759 | 1 | 4 |  |  | 210 | 56 | 0.0155 | 0.15 | 0.5595 | 0 | 0 | 0
| 760 | 1 | 4 |  |  | 210 | 56 | 0.0155 | 0.15 | 0.5595 | 0 | 0 | 0
| 761 | 1 | 4 |  |  | 210 | 56 | 0.0155 | 0.15 | 0.5595 | 0 | 0 | 0
| 762 | 2 | 4 |  |  | 340 | 75 | 0.0155 | 0.15 | 0.5595 | 0 | 0 | 0
| 763 | 2 | 4 |  |  | 340 | 75 | 0.0155 | 0.15 | 0.5595 | 0 | 0 | 0
| 764 | 2 | 4 |  |  | 340 | 75 | 0.0155 | 0.15 | 0.5595 | 0 | 0 | 0
| 765 | 2 | 4 |  |  | 340 | 75 | 0.0155 | 0.15 | 0.5595 | 0 | 0 | 0
| 766 | 2 | 4 |  |  | 340 | 75 | 0.0155 | 0.15 | 0.5595 | 0 | 0 | 0
| 767 | 2 | 4 |  |  | 340 | 75 | 0.0155 | 0.15 | 0.5595 | 0 | 0 | 0
| 768 | 2 | 4 |  |  | 340 | 75 | 0.0155 | 0.15 | 0.5595 | 0 | 0 | 0
| 769 | 2 | 4 |  |  | 340 | 75 | 0.0155 | 0.15 | 0.5595 | 0 | 0 | 0
| 770 | 2 | 4 |  |  | 340 | 75 | 0.0155 | 0.15 | 0.5595 | 0 | 0 | 0
| 771 | 2 | 4 |  |  | 340 | 75 | 0.0155 | 0.15 | 0.5595 | 0 | 0 | 0
| 772 | 2 | 4 |  |  | 340 | 75 | 0.0155 | 0.15 | 0.5595 | 0 | 0 | 0
| 773 | 2 | 4 |  |  | 340 | 75 | 0.0155 | 0.15 | 0.5595 | 0 | 0 | 0
| 774 | 2 | 4 |  |  | 340 | 75 | 0.0155 | 0.15 | 0.5595 | 0 | 0 | 0
| 775 | 3 | 4 |  |  | 480 | 95 | 0.0155 | 0.15 | 0.5595 | 0 | 0 | 0
| 776 | 3 | 4 |  |  | 480 | 95 | 0.0155 | 0.15 | 0.5595 | 0 | 0 | 0
| 777 | 3 | 4 |  |  | 480 | 95 | 0.0155 | 0.15 | 0.5595 | 0 | 0 | 0
| 778 | 3 | 4 |  |  | 480 | 95 | 0.0155 | 0.15 | 0.5595 | 0 | 0 | 0
| 779 | 3 | 4 |  |  | 480 | 95 | 0.0155 | 0.15 | 0.5595 | 0 | 0 | 0
| 780 | 3 | 4 |  |  | 480 | 95 | 0.0155 | 0.15 | 0.5595 | 0 | 0 | 0
| 781 | 3 | 4 |  |  | 480 | 95 | 0.0155 | 0.15 | 0.5595 | 0 | 0 | 0
| 782 | 3 | 4 |  |  | 480 | 95 | 0.0155 | 0.15 | 0.5595 | 0 | 0 | 0
| 783 | 3 | 4 |  |  | 480 | 95 | 0.0155 | 0.15 | 0.5595 | 0 | 0 | 0
| 784 | 3 | 4 |  |  | 480 | 95 | 0.0155 | 0.15 | 0.5595 | 0 | 0 | 0
| 785 | 3 | 4 |  |  | 480 | 95 | 0.0155 | 0.15 | 0.5595 | 0 | 0 | 0
| 786 | 3 | 4 |  |  | 480 | 95 | 0.0155 | 0.15 | 0.5595 | 0 | 0 | 0
| 787 | 3 | 4 |  |  | 480 | 95 | 0.0155 | 0.15 | 0.5595 | 0 | 0 | 0
| 788 | 3 | 4 |  |  | 480 | 95 | 0.0155 | 0.15 | 0.5595 | 0 | 0 | 0
| 789 | 3 | 4 |  |  | 480 | 95 | 0.0155 | 0.15 | 0.5595 | 0 | 0 | 0
| 790 | 3 | 4 |  |  | 480 | 95 | 0.0155 | 0.15 | 0.5595 | 0 | 0 | 0
| 791 | 3 | 4 |  |  | 480 | 95 | 0.0155 | 0.15 | 0.5595 | 0 | 0 | 0
| 792 | 4 | 4 |  |  | 670 | 125 | 0.0155 | 0.15 | 0.5595 | 0 | 0 | 0
| 793 | 4 | 4 |  |  | 670 | 125 | 0.0155 | 0.15 | 0.5595 | 0 | 0 | 0
| 794 | 4 | 4 |  |  | 670 | 125 | 0.0155 | 0.15 | 0.5595 | 0 | 0 | 0
| 795 | 4 | 4 |  |  | 670 | 125 | 0.0155 | 0.15 | 0.5595 | 0 | 0 | 0
| 796 | 1 | 4 |  |  | 210 | 56 | 0.0155 | 0.15 | 0.5595 | 0 | 0 | 0
| 797 | 1 | 4 |  |  | 210 | 56 | 0.0155 | 0.15 | 0.5595 | 0 | 0 | 0
| 798 | 1 | 4 |  |  | 210 | 56 | 0.0155 | 0.15 | 0.5595 | 0 | 0 | 0
| 799 | 1 | 4 |  |  | 210 | 56 | 0.0155 | 0.15 | 0.5595 | 0 | 0 | 0
| 800 | 2 | 4 |  |  | 340 | 75 | 0.0155 | 0.15 | 0.5595 | 0 | 0 | 0
| 801 | 2 | 4 |  |  | 340 | 75 | 0.0155 | 0.15 | 0.5595 | 0 | 0 | 0
| 802 | 2 | 4 |  |  | 340 | 75 | 0.0155 | 0.15 | 0.5595 | 0 | 0 | 0
| 803 | 2 | 4 |  |  | 340 | 75 | 0.0155 | 0.15 | 0.5595 | 0 | 0 | 0
| 804 | 2 | 4 |  |  | 340 | 75 | 0.0155 | 0.15 | 0.5595 | 0 | 0 | 0
| 805 | 3 | 4 |  |  | 480 | 95 | 0.0155 | 0.15 | 0.5595 | 0 | 0 | 0
| 806 | 3 | 4 |  |  | 480 | 95 | 0.0155 | 0.15 | 0.5595 | 0 | 0 | 0
| 807 | 3 | 4 |  |  | 480 | 95 | 0.0155 | 0.15 | 0.5595 | 0 | 0 | 0
| 808 | 3 | 4 |  |  | 480 | 95 | 0.0155 | 0.15 | 0.5595 | 0 | 0 | 0
| 809 | 3 | 4 |  |  | 480 | 95 | 0.0155 | 0.15 | 0.5595 | 0 | 0 | 0
| 810 | 4 | 4 |  |  | 670 | 125 | 0.0155 | 0.15 | 0.5595 | 0 | 0 | 0
| 811 | 4 | 4 |  |  | 670 | 125 | 0.0155 | 0.15 | 0.5595 | 0 | 0 | 0
| 812 | 4 | 4 |  |  | 670 | 125 | 0.0155 | 0.15 | 0.5595 | 0 | 0 | 0
| 813 | 4 | 4 |  |  | 670 | 125 | 0.0155 | 0.15 | 0.5595 | 0 | 0 | 0
| 814 | 1 | 5 |  |  | 210 | 56 | 0.0155 | 0.15 | 0.5595 | 0 | 0 | 0
| 815 | 1 | 5 |  |  | 210 | 56 | 0.0155 | 0.15 | 0.5595 | 0 | 0 | 0
| 816 | 1 | 5 |  |  | 210 | 56 | 0.0155 | 0.15 | 0.5595 | 0 | 0 | 0
| 817 | 1 | 5 |  |  | 210 | 56 | 0.0155 | 0.15 | 0.5595 | 0 | 0 | 0
| 818 | 1 | 5 |  |  | 210 | 56 | 0.0155 | 0.15 | 0.5595 | 0 | 0 | 0
| 819 | 1 | 5 |  |  | 210 | 56 | 0.0155 | 0.15 | 0.5595 | 0 | 0 | 0
| 820 | 1 | 5 |  |  | 210 | 56 | 0.0155 | 0.15 | 0.5595 | 0 | 0 | 0
| 821 | 1 | 5 |  |  | 210 | 56 | 0.0155 | 0.15 | 0.5595 | 0 | 0 | 0
| 822 | 1 | 5 |  |  | 210 | 56 | 0.0155 | 0.15 | 0.5595 | 0 | 0 | 0
| 823 | 1 | 5 |  |  | 210 | 56 | 0.0155 | 0.15 | 0.5595 | 0 | 0 | 0
| 824 | 1 | 5 |  |  | 210 | 56 | 0.0155 | 0.15 | 0.5595 | 0 | 0 | 0
| 825 | 1 | 5 |  |  | 210 | 56 | 0.0155 | 0.15 | 0.5595 | 0 | 0 | 0
| 826 | 1 | 5 |  |  | 210 | 56 | 0.0155 | 0.15 | 0.5595 | 0 | 0 | 0
| 827 | 1 | 5 |  |  | 210 | 56 | 0.0155 | 0.15 | 0.5595 | 0 | 0 | 0
| 828 | 1 | 5 |  |  | 210 | 56 | 0.0155 | 0.15 | 0.5595 | 0 | 0 | 0
| 829 | 1 | 5 |  |  | 210 | 56 | 0.0155 | 0.15 | 0.5595 | 0 | 0 | 0
| 830 | 1 | 5 |  |  | 210 | 56 | 0.0155 | 0.15 | 0.5595 | 0 | 0 | 0
| 831 | 1 | 5 |  |  | 210 | 56 | 0.0155 | 0.15 | 0.5595 | 0 | 0 | 0
| 832 | 1 | 5 |  |  | 210 | 56 | 0.0155 | 0.15 | 0.5595 | 0 | 0 | 0
| 833 | 1 | 5 |  |  | 210 | 56 | 0.0155 | 0.15 | 0.5595 | 0 | 0 | 0
| 834 | 2 | 5 |  |  | 340 | 75 | 0.0155 | 0.15 | 0.5595 | 0 | 0 | 0
| 835 | 2 | 5 |  |  | 340 | 75 | 0.0155 | 0.15 | 0.5595 | 0 | 0 | 0
| 836 | 2 | 5 |  |  | 340 | 75 | 0.0155 | 0.15 | 0.5595 | 0 | 0 | 0
| 837 | 2 | 5 |  |  | 340 | 75 | 0.0155 | 0.15 | 0.5595 | 0 | 0 | 0
| 838 | 2 | 5 |  |  | 340 | 75 | 0.0155 | 0.15 | 0.5595 | 0 | 0 | 0
| 839 | 2 | 5 |  |  | 340 | 75 | 0.0155 | 0.15 | 0.5595 | 0 | 0 | 0
| 840 | 2 | 5 |  |  | 340 | 75 | 0.0155 | 0.15 | 0.5595 | 0 | 0 | 0
| 841 | 2 | 5 |  |  | 340 | 75 | 0.0155 | 0.15 | 0.5595 | 0 | 0 | 0
| 842 | 2 | 5 |  |  | 340 | 75 | 0.0155 | 0.15 | 0.5595 | 0 | 0 | 0
| 843 | 2 | 5 |  |  | 340 | 75 | 0.0155 | 0.15 | 0.5595 | 0 | 0 | 0
| 844 | 2 | 5 |  |  | 340 | 75 | 0.0155 | 0.15 | 0.5595 | 0 | 0 | 0
| 845 | 2 | 5 |  |  | 340 | 75 | 0.0155 | 0.15 | 0.5595 | 0 | 0 | 0
| 846 | 2 | 5 |  |  | 340 | 75 | 0.0155 | 0.15 | 0.5595 | 0 | 0 | 0
| 847 | 2 | 5 |  |  | 340 | 75 | 0.0155 | 0.15 | 0.5595 | 0 | 0 | 0
| 848 | 2 | 5 |  |  | 340 | 75 | 0.0155 | 0.15 | 0.5595 | 0 | 0 | 0
| 849 | 2 | 5 |  |  | 340 | 75 | 0.0155 | 0.15 | 0.5595 | 0 | 0 | 0
| 850 | 2 | 5 |  |  | 340 | 75 | 0.0155 | 0.15 | 0.5595 | 0 | 0 | 0
| 851 | 2 | 5 |  |  | 340 | 75 | 0.0155 | 0.15 | 0.5595 | 0 | 0 | 0
| 852 | 2 | 5 |  |  | 340 | 75 | 0.0155 | 0.15 | 0.5595 | 0 | 0 | 0
| 853 | 2 | 5 |  |  | 340 | 75 | 0.0155 | 0.15 | 0.5595 | 0 | 0 | 0
| 854 | 3 | 5 |  |  | 480 | 95 | 0.0155 | 0.15 | 0.5595 | 0 | 0 | 0
| 855 | 3 | 5 |  |  | 480 | 95 | 0.0155 | 0.15 | 0.5595 | 0 | 0 | 0
| 856 | 3 | 5 |  |  | 480 | 95 | 0.0155 | 0.15 | 0.5595 | 0 | 0 | 0
| 857 | 3 | 5 |  |  | 480 | 95 | 0.0155 | 0.15 | 0.5595 | 0 | 0 | 0
| 858 | 3 | 5 |  |  | 480 | 95 | 0.0155 | 0.15 | 0.5595 | 0 | 0 | 0
| 859 | 3 | 5 |  |  | 480 | 95 | 0.0155 | 0.15 | 0.5595 | 0 | 0 | 0
| 860 | 3 | 5 |  |  | 480 | 95 | 0.0155 | 0.15 | 0.5595 | 0 | 0 | 0
| 861 | 3 | 5 |  |  | 480 | 95 | 0.0155 | 0.15 | 0.5595 | 0 | 0 | 0
| 862 | 3 | 5 |  |  | 480 | 95 | 0.0155 | 0.15 | 0.5595 | 0 | 0 | 0
| 863 | 3 | 5 |  |  | 480 | 95 | 0.0155 | 0.15 | 0.5595 | 0 | 0 | 0
| 864 | 4 | 5 |  |  | 670 | 125 | 0.0155 | 0.15 | 0.5595 | 0 | 0 | 0
| 865 | 4 | 5 |  |  | 670 | 125 | 0.0155 | 0.15 | 0.5595 | 0 | 0 | 0
| 866 | 4 | 5 |  |  | 670 | 125 | 0.0155 | 0.15 | 0.5595 | 0 | 0 | 0
| 867 | 4 | 5 |  |  | 670 | 125 | 0.0155 | 0.15 | 0.5595 | 0 | 0 | 0
| 868 | 4 | 5 |  |  | 670 | 125 | 0.0155 | 0.15 | 0.5595 | 0 | 0 | 0
| 869 | 1 | 5 |  |  | 210 | 56 | 0.0155 | 0.15 | 0.5595 | 0 | 0 | 0
| 870 | 1 | 5 |  |  | 210 | 56 | 0.0155 | 0.15 | 0.5595 | 0 | 0 | 0
| 871 | 1 | 5 |  |  | 210 | 56 | 0.0155 | 0.15 | 0.5595 | 0 | 0 | 0
| 872 | 1 | 5 |  |  | 210 | 56 | 0.0155 | 0.15 | 0.5595 | 0 | 0 | 0
| 873 | 1 | 5 |  |  | 210 | 56 | 0.0155 | 0.15 | 0.5595 | 0 | 0 | 0
| 874 | 1 | 5 |  |  | 210 | 56 | 0.0155 | 0.15 | 0.5595 | 0 | 0 | 0
| 875 | 1 | 5 |  |  | 210 | 56 | 0.0155 | 0.15 | 0.5595 | 0 | 0 | 0
| 876 | 1 | 5 |  |  | 210 | 56 | 0.0155 | 0.15 | 0.5595 | 0 | 0 | 0
| 877 | 1 | 5 |  |  | 210 | 56 | 0.0155 | 0.15 | 0.5595 | 0 | 0 | 0
| 878 | 1 | 5 |  |  | 210 | 56 | 0.0155 | 0.15 | 0.5595 | 0 | 0 | 0
| 879 | 2 | 5 |  |  | 340 | 75 | 0.0155 | 0.15 | 0.5595 | 0 | 0 | 0
| 880 | 2 | 5 |  |  | 340 | 75 | 0.0155 | 0.15 | 0.5595 | 0 | 0 | 0
| 881 | 2 | 5 |  |  | 340 | 75 | 0.0155 | 0.15 | 0.5595 | 0 | 0 | 0
| 882 | 2 | 5 |  |  | 340 | 75 | 0.0155 | 0.15 | 0.5595 | 0 | 0 | 0
| 883 | 2 | 5 |  |  | 340 | 75 | 0.0155 | 0.15 | 0.5595 | 0 | 0 | 0
| 884 | 2 | 5 |  |  | 340 | 75 | 0.0155 | 0.15 | 0.5595 | 0 | 0 | 0
| 885 | 2 | 5 |  |  | 340 | 75 | 0.0155 | 0.15 | 0.5595 | 0 | 0 | 0
| 886 | 2 | 5 |  |  | 340 | 75 | 0.0155 | 0.15 | 0.5595 | 0 | 0 | 0
| 887 | 2 | 5 |  |  | 340 | 75 | 0.0155 | 0.15 | 0.5595 | 0 | 0 | 0
| 888 | 2 | 5 |  |  | 340 | 75 | 0.0155 | 0.15 | 0.5595 | 0 | 0 | 0
| 889 | 3 | 5 |  |  | 480 | 95 | 0.0155 | 0.15 | 0.5595 | 0 | 0 | 0
| 890 | 3 | 5 |  |  | 480 | 95 | 0.0155 | 0.15 | 0.5595 | 0 | 0 | 0
| 891 | 3 | 5 |  |  | 480 | 95 | 0.0155 | 0.15 | 0.5595 | 0 | 0 | 0
| 892 | 3 | 5 |  |  | 480 | 95 | 0.0155 | 0.15 | 0.5595 | 0 | 0 | 0
| 893 | 3 | 5 |  |  | 480 | 95 | 0.0155 | 0.15 | 0.5595 | 0 | 0 | 0
| 894 | 3 | 5 |  |  | 480 | 95 | 0.0155 | 0.15 | 0.5595 | 0 | 0 | 0
| 895 | 3 | 5 |  |  | 480 | 95 | 0.0155 | 0.15 | 0.5595 | 0 | 0 | 0
| 896 | 3 | 5 |  |  | 480 | 95 | 0.0155 | 0.15 | 0.5595 | 0 | 0 | 0
| 897 | 3 | 5 |  |  | 480 | 95 | 0.0155 | 0.15 | 0.5595 | 0 | 0 | 0
| 898 | 3 | 5 |  |  | 480 | 95 | 0.0155 | 0.15 | 0.5595 | 0 | 0 | 0
| 899 | 3 | 5 |  |  | 480 | 95 | 0.0155 | 0.15 | 0.5595 | 0 | 0 | 0
| 900 | 3 | 5 |  |  | 480 | 95 | 0.0155 | 0.15 | 0.5595 | 0 | 0 | 0
| 901 | 3 | 5 |  |  | 480 | 95 | 0.0155 | 0.15 | 0.5595 | 0 | 0 | 0
| 902 | 3 | 5 |  |  | 480 | 95 | 0.0155 | 0.15 | 0.5595 | 0 | 0 | 0
| 903 | 4 | 5 |  |  | 670 | 125 | 0.0155 | 0.15 | 0.5595 | 0 | 0 | 0
| 904 | 4 | 5 |  |  | 670 | 125 | 0.0155 | 0.15 | 0.5595 | 0 | 0 | 0
| 905 | 4 | 5 |  |  | 670 | 125 | 0.0155 | 0.15 | 0.5595 | 0 | 0 | 0
| 906 | 4 | 5 |  |  | 670 | 125 | 0.0155 | 0.15 | 0.5595 | 0 | 0 | 0
| 907 | 4 | 5 |  |  | 670 | 125 | 0.0155 | 0.15 | 0.5595 | 0 | 0 | 0
| 908 | 4 | 5 |  |  | 670 | 125 | 0.0155 | 0.15 | 0.5595 | 0 | 0 | 0
| 909 | 4 | 5 |  |  | 670 | 125 | 0.0155 | 0.15 | 0.5595 | 0 | 0 | 0
| 910 | 4 | 5 |  |  | 670 | 125 | 0.0155 | 0.15 | 0.5595 | 0 | 0 | 0
| 911 | 4 | 5 |  |  | 670 | 125 | 0.0155 | 0.15 | 0.5595 | 0 | 0 | 0
| 912 | 4 | 5 |  |  | 670 | 125 | 0.0155 | 0.15 | 0.5595 | 0 | 0 | 0
| 913 | 1 | 5 |  |  | 210 | 56 | 0.0155 | 0.15 | 0.5595 | 0 | 0 | 0
| 914 | 1 | 5 |  |  | 210 | 56 | 0.0155 | 0.15 | 0.5595 | 0 | 0 | 0
| 915 | 1 | 5 |  |  | 210 | 56 | 0.0155 | 0.15 | 0.5595 | 0 | 0 | 0
| 916 | 1 | 5 |  |  | 210 | 56 | 0.0155 | 0.15 | 0.5595 | 0 | 0 | 0
| 917 | 2 | 5 |  |  | 340 | 75 | 0.0155 | 0.15 | 0.5595 | 0 | 0 | 0
| 918 | 2 | 5 |  |  | 340 | 75 | 0.0155 | 0.15 | 0.5595 | 0 | 0 | 0
| 919 | 2 | 5 |  |  | 340 | 75 | 0.0155 | 0.15 | 0.5595 | 0 | 0 | 0
| 920 | 2 | 5 |  |  | 340 | 75 | 0.0155 | 0.15 | 0.5595 | 0 | 0 | 0
| 921 | 2 | 5 |  |  | 340 | 75 | 0.0155 | 0.15 | 0.5595 | 0 | 0 | 0
| 922 | 2 | 5 |  |  | 340 | 75 | 0.0155 | 0.15 | 0.5595 | 0 | 0 | 0
| 923 | 2 | 5 |  |  | 340 | 75 | 0.0155 | 0.15 | 0.5595 | 0 | 0 | 0
| 924 | 2 | 5 |  |  | 340 | 75 | 0.0155 | 0.15 | 0.5595 | 0 | 0 | 0
| 925 | 3 | 5 |  |  | 480 | 95 | 0.0155 | 0.15 | 0.5595 | 0 | 0 | 0
| 926 | 3 | 5 |  |  | 480 | 95 | 0.0155 | 0.15 | 0.5595 | 0 | 0 | 0
| 927 | 3 | 5 |  |  | 480 | 95 | 0.0155 | 0.15 | 0.5595 | 0 | 0 | 0
| 928 | 3 | 5 |  |  | 480 | 95 | 0.0155 | 0.15 | 0.5595 | 0 | 0 | 0
| 929 | 3 | 5 |  |  | 480 | 95 | 0.0155 | 0.15 | 0.5595 | 0 | 0 | 0
| 930 | 3 | 5 |  |  | 480 | 95 | 0.0155 | 0.15 | 0.5595 | 0 | 0 | 0
| 931 | 3 | 5 |  |  | 480 | 95 | 0.0155 | 0.15 | 0.5595 | 0 | 0 | 0
| 932 | 3 | 5 |  |  | 480 | 95 | 0.0155 | 0.15 | 0.5595 | 0 | 0 | 0
| 933 | 4 | 5 |  |  | 670 | 125 | 0.0155 | 0.15 | 0.5595 | 0 | 0 | 0
| 934 | 4 | 5 |  |  | 670 | 125 | 0.0155 | 0.15 | 0.5595 | 0 | 0 | 0
| 935 | 4 | 5 |  |  | 670 | 125 | 0.0155 | 0.15 | 0.5595 | 0 | 0 | 0
| 936 | 4 | 5 |  |  | 670 | 125 | 0.0155 | 0.15 | 0.5595 | 0 | 0 | 0
| 937 | 4 | 6 |  |  | 670 | 125 | 0.0155 | 0.15 | 0.5595 | 0 | 0 | 0
| 938 | 1 | 6 |  |  | 210 | 56 | 0.0155 | 0.15 | 0.5595 | 0 | 0 | 0
| 939 | 1 | 6 |  |  | 210 | 56 | 0.0155 | 0.15 | 0.5595 | 0 | 0 | 0
| 940 | 1 | 6 |  |  | 210 | 56 | 0.0155 | 0.15 | 0.5595 | 0 | 0 | 0
| 941 | 2 | 6 |  |  | 340 | 75 | 0.0155 | 0.15 | 0.5595 | 0 | 0 | 0
| 942 | 2 | 6 |  |  | 340 | 75 | 0.0155 | 0.15 | 0.5595 | 0 | 0 | 0
| 943 | 3 | 6 |  |  | 480 | 95 | 0.0155 | 0.15 | 0.5595 | 0 | 0 | 0
| 944 | 3 | 6 |  |  | 480 | 95 | 0.0155 | 0.15 | 0.5595 | 0 | 0 | 0
| 945 | 4 | 6 |  |  | 670 | 125 | 0.0155 | 0.15 | 0.5595 | 0 | 0 | 0
| 946 | 4 | 6 |  |  | 670 | 125 | 0.0155 | 0.15 | 0.5595 | 0 | 0 | 0
| 947 | 4 | 6 |  |  | 670 | 125 | 0.0155 | 0.15 | 0.5595 | 0 | 0 | 0
| 948 | 1 | 7 |  |  | 210 | 56 | 0.0155 | 0.15 | 0.5595 | 0 | 0 | 0
| 949 | 1 | 7 |  |  | 210 | 56 | 0.0155 | 0.15 | 0.5595 | 0 | 0 | 0
| 950 | 1 | 7 |  |  | 210 | 56 | 0.0155 | 0.15 | 0.5595 | 0 | 0 | 0
| 951 | 1 | 7 |  |  | 210 | 56 | 0.0155 | 0.15 | 0.5595 | 0 | 0 | 0
| 952 | 1 | 7 |  |  | 210 | 56 | 0.0155 | 0.15 | 0.5595 | 0 | 0 | 0
| 953 | 1 | 7 |  |  | 210 | 56 | 0.0155 | 0.15 | 0.5595 | 0 | 0 | 0
| 954 | 1 | 7 |  |  | 210 | 56 | 0.0155 | 0.15 | 0.5595 | 0 | 0 | 0
| 955 | 1 | 7 |  |  | 210 | 56 | 0.0155 | 0.15 | 0.5595 | 0 | 0 | 0
| 956 | 1 | 7 |  |  | 210 | 56 | 0.0155 | 0.15 | 0.5595 | 0 | 0 | 0
| 957 | 1 | 7 |  |  | 210 | 56 | 0.0155 | 0.15 | 0.5595 | 0 | 0 | 0
| 958 | 1 | 7 |  |  | 210 | 56 | 0.0155 | 0.15 | 0.5595 | 0 | 0 | 0
| 959 | 1 | 7 |  |  | 210 | 56 | 0.0155 | 0.15 | 0.5595 | 0 | 0 | 0
| 960 | 1 | 7 |  |  | 210 | 56 | 0.0155 | 0.15 | 0.5595 | 0 | 0 | 0
| 961 | 1 | 7 |  |  | 210 | 56 | 0.0155 | 0.15 | 0.5595 | 0 | 0 | 0
| 962 | 1 | 7 |  |  | 210 | 56 | 0.0155 | 0.15 | 0.5595 | 0 | 0 | 0
| 963 | 1 | 7 |  |  | 210 | 56 | 0.0155 | 0.15 | 0.5595 | 0 | 0 | 0
| 964 | 1 | 7 |  |  | 210 | 56 | 0.0155 | 0.15 | 0.5595 | 0 | 0 | 0
| 965 | 1 | 7 |  |  | 210 | 56 | 0.0155 | 0.15 | 0.5595 | 0 | 0 | 0
| 966 | 1 | 7 |  |  | 210 | 56 | 0.0155 | 0.15 | 0.5595 | 0 | 0 | 0
| 967 | 1 | 7 |  |  | 210 | 56 | 0.0155 | 0.15 | 0.5595 | 0 | 0 | 0
| 968 | 1 | 7 |  |  | 210 | 56 | 0.0155 | 0.15 | 0.5595 | 0 | 0 | 0
| 969 | 1 | 7 |  |  | 210 | 56 | 0.0155 | 0.15 | 0.5595 | 0 | 0 | 0
| 970 | 1 | 7 |  |  | 210 | 56 | 0.0155 | 0.15 | 0.5595 | 0 | 0 | 0
| 971 | 1 | 7 |  |  | 210 | 56 | 0.0155 | 0.15 | 0.5595 | 0 | 0 | 0
| 972 | 1 | 7 |  |  | 210 | 56 | 0.0155 | 0.15 | 0.5595 | 0 | 0 | 0
| 973 | 1 | 7 |  |  | 210 | 56 | 0.0155 | 0.15 | 0.5595 | 0 | 0 | 0
| 974 | 1 | 7 |  |  | 210 | 56 | 0.0155 | 0.15 | 0.5595 | 0 | 0 | 0
| 975 | 1 | 7 |  |  | 210 | 56 | 0.0155 | 0.15 | 0.5595 | 0 | 0 | 0
| 976 | 1 | 7 |  |  | 210 | 56 | 0.0155 | 0.15 | 0.5595 | 0 | 0 | 0
| 977 | 1 | 7 |  |  | 210 | 56 | 0.0155 | 0.15 | 0.5595 | 0 | 0 | 0
| 978 | 1 | 7 |  |  | 210 | 56 | 0.0155 | 0.15 | 0.5595 | 0 | 0 | 0
| 979 | 1 | 7 |  |  | 210 | 56 | 0.0155 | 0.15 | 0.5595 | 0 | 0 | 0
| 980 | 1 | 7 |  |  | 210 | 56 | 0.0155 | 0.15 | 0.5595 | 0 | 0 | 0
| 981 | 1 | 7 |  |  | 210 | 56 | 0.0155 | 0.15 | 0.5595 | 0 | 0 | 0
| 982 | 1 | 7 |  |  | 210 | 56 | 0.0155 | 0.15 | 0.5595 | 0 | 0 | 0
| 983 | 1 | 7 |  |  | 210 | 56 | 0.0155 | 0.15 | 0.5595 | 0 | 0 | 0
| 984 | 1 | 7 |  |  | 210 | 56 | 0.0155 | 0.15 | 0.5595 | 0 | 0 | 0
| 985 | 1 | 7 |  |  | 210 | 56 | 0.0155 | 0.15 | 0.5595 | 0 | 0 | 0
| 986 | 1 | 7 |  |  | 210 | 56 | 0.0155 | 0.15 | 0.5595 | 0 | 0 | 0
| 987 | 2 | 7 |  |  | 340 | 75 | 0.0155 | 0.15 | 0.5595 | 0 | 0 | 0
| 988 | 2 | 7 |  |  | 340 | 75 | 0.0155 | 0.15 | 0.5595 | 0 | 0 | 0
| 989 | 2 | 7 |  |  | 340 | 75 | 0.0155 | 0.15 | 0.5595 | 0 | 0 | 0
| 990 | 2 | 7 |  |  | 340 | 75 | 0.0155 | 0.15 | 0.5595 | 0 | 0 | 0
| 991 | 2 | 7 |  |  | 340 | 75 | 0.0155 | 0.15 | 0.5595 | 0 | 0 | 0
| 992 | 2 | 7 |  |  | 340 | 75 | 0.0155 | 0.15 | 0.5595 | 0 | 0 | 0
| 993 | 2 | 7 |  |  | 340 | 75 | 0.0155 | 0.15 | 0.5595 | 0 | 0 | 0
| 994 | 2 | 7 |  |  | 340 | 75 | 0.0155 | 0.15 | 0.5595 | 0 | 0 | 0
| 995 | 2 | 7 |  |  | 340 | 75 | 0.0155 | 0.15 | 0.5595 | 0 | 0 | 0
| 996 | 2 | 7 |  |  | 340 | 75 | 0.0155 | 0.15 | 0.5595 | 0 | 0 | 0
| 997 | 2 | 7 |  |  | 340 | 75 | 0.0155 | 0.15 | 0.5595 | 0 | 0 | 0
| 998 | 2 | 7 |  |  | 340 | 75 | 0.0155 | 0.15 | 0.5595 | 0 | 0 | 0
| 999 | 2 | 7 |  |  | 340 | 75 | 0.0155 | 0.15 | 0.5595 | 0 | 0 | 0
| 1000 | 2 | 7 |  |  | 340 | 75 | 0.0155 | 0.15 | 0.5595 | 0 | 0 | 0
| 1001 | 2 | 7 |  |  | 340 | 75 | 0.0155 | 0.15 | 0.5595 | 0 | 0 | 0
| 1002 | 2 | 7 |  |  | 340 | 75 | 0.0155 | 0.15 | 0.5595 | 0 | 0 | 0
| 1003 | 2 | 7 |  |  | 340 | 75 | 0.0155 | 0.15 | 0.5595 | 0 | 0 | 0
| 1004 | 2 | 7 |  |  | 340 | 75 | 0.0155 | 0.15 | 0.5595 | 0 | 0 | 0
| 1005 | 2 | 7 |  |  | 340 | 75 | 0.0155 | 0.15 | 0.5595 | 0 | 0 | 0
| 1006 | 2 | 7 |  |  | 340 | 75 | 0.0155 | 0.15 | 0.5595 | 0 | 0 | 0
| 1007 | 2 | 7 |  |  | 340 | 75 | 0.0155 | 0.15 | 0.5595 | 0 | 0 | 0
| 1008 | 2 | 7 |  |  | 340 | 75 | 0.0155 | 0.15 | 0.5595 | 0 | 0 | 0
| 1009 | 2 | 7 |  |  | 340 | 75 | 0.0155 | 0.15 | 0.5595 | 0 | 0 | 0
| 1010 | 2 | 7 |  |  | 340 | 75 | 0.0155 | 0.15 | 0.5595 | 0 | 0 | 0
| 1011 | 2 | 7 |  |  | 340 | 75 | 0.0155 | 0.15 | 0.5595 | 0 | 0 | 0
| 1012 | 2 | 7 |  |  | 340 | 75 | 0.0155 | 0.15 | 0.5595 | 0 | 0 | 0
| 1013 | 2 | 7 |  |  | 340 | 75 | 0.0155 | 0.15 | 0.5595 | 0 | 0 | 0
| 1014 | 2 | 7 |  |  | 340 | 75 | 0.0155 | 0.15 | 0.5595 | 0 | 0 | 0
| 1015 | 2 | 7 |  |  | 340 | 75 | 0.0155 | 0.15 | 0.5595 | 0 | 0 | 0
| 1016 | 2 | 7 |  |  | 340 | 75 | 0.0155 | 0.15 | 0.5595 | 0 | 0 | 0
| 1017 | 2 | 7 |  |  | 340 | 75 | 0.0155 | 0.15 | 0.5595 | 0 | 0 | 0
| 1018 | 2 | 7 |  |  | 340 | 75 | 0.0155 | 0.15 | 0.5595 | 0 | 0 | 0
| 1019 | 2 | 7 |  |  | 340 | 75 | 0.0155 | 0.15 | 0.5595 | 0 | 0 | 0
| 1020 | 2 | 7 |  |  | 340 | 75 | 0.0155 | 0.15 | 0.5595 | 0 | 0 | 0
| 1021 | 2 | 7 |  |  | 340 | 75 | 0.0155 | 0.15 | 0.5595 | 0 | 0 | 0
| 1022 | 2 | 7 |  |  | 340 | 75 | 0.0155 | 0.15 | 0.5595 | 0 | 0 | 0
| 1023 | 2 | 7 |  |  | 340 | 75 | 0.0155 | 0.15 | 0.5595 | 0 | 0 | 0
| 1024 | 2 | 7 |  |  | 340 | 75 | 0.0155 | 0.15 | 0.5595 | 0 | 0 | 0
| 1025 | 2 | 7 |  |  | 340 | 75 | 0.0155 | 0.15 | 0.5595 | 0 | 0 | 0
| 1026 | 2 | 7 |  |  | 340 | 75 | 0.0155 | 0.15 | 0.5595 | 0 | 0 | 0
| 1027 | 2 | 7 |  |  | 340 | 75 | 0.0155 | 0.15 | 0.5595 | 0 | 0 | 0
| 1028 | 2 | 7 |  |  | 340 | 75 | 0.0155 | 0.15 | 0.5595 | 0 | 0 | 0
| 1029 | 2 | 7 |  |  | 340 | 75 | 0.0155 | 0.15 | 0.5595 | 0 | 0 | 0
| 1030 | 2 | 7 |  |  | 340 | 75 | 0.0155 | 0.15 | 0.5595 | 0 | 0 | 0
| 1031 | 2 | 7 |  |  | 340 | 75 | 0.0155 | 0.15 | 0.5595 | 0 | 0 | 0
| 1032 | 2 | 7 |  |  | 340 | 75 | 0.0155 | 0.15 | 0.5595 | 0 | 0 | 0
| 1033 | 2 | 7 |  |  | 340 | 75 | 0.0155 | 0.15 | 0.5595 | 0 | 0 | 0
| 1034 | 2 | 7 |  |  | 340 | 75 | 0.0155 | 0.15 | 0.5595 | 0 | 0 | 0
| 1035 | 2 | 7 |  |  | 340 | 75 | 0.0155 | 0.15 | 0.5595 | 0 | 0 | 0
| 1036 | 2 | 7 |  |  | 340 | 75 | 0.0155 | 0.15 | 0.5595 | 0 | 0 | 0
| 1037 | 3 | 7 |  |  | 480 | 95 | 0.0155 | 0.15 | 0.5595 | 0 | 0 | 0
| 1038 | 3 | 7 |  |  | 480 | 95 | 0.0155 | 0.15 | 0.5595 | 0 | 0 | 0
| 1039 | 3 | 7 |  |  | 480 | 95 | 0.0155 | 0.15 | 0.5595 | 0 | 0 | 0
| 1040 | 3 | 7 |  |  | 480 | 95 | 0.0155 | 0.15 | 0.5595 | 0 | 0 | 0
| 1041 | 3 | 7 |  |  | 480 | 95 | 0.0155 | 0.15 | 0.5595 | 0 | 0 | 0
| 1042 | 3 | 7 |  |  | 480 | 95 | 0.0155 | 0.15 | 0.5595 | 0 | 0 | 0
| 1043 | 3 | 7 |  |  | 480 | 95 | 0.0155 | 0.15 | 0.5595 | 0 | 0 | 0
| 1044 | 3 | 7 |  |  | 480 | 95 | 0.0155 | 0.15 | 0.5595 | 0 | 0 | 0
| 1045 | 3 | 7 |  |  | 480 | 95 | 0.0155 | 0.15 | 0.5595 | 0 | 0 | 0
| 1046 | 3 | 7 |  |  | 480 | 95 | 0.0155 | 0.15 | 0.5595 | 0 | 0 | 0
| 1047 | 3 | 7 |  |  | 480 | 95 | 0.0155 | 0.15 | 0.5595 | 0 | 0 | 0
| 1048 | 3 | 7 |  |  | 480 | 95 | 0.0155 | 0.15 | 0.5595 | 0 | 0 | 0
| 1049 | 3 | 7 |  |  | 480 | 95 | 0.0155 | 0.15 | 0.5595 | 0 | 0 | 0
| 1050 | 3 | 7 |  |  | 480 | 95 | 0.0155 | 0.15 | 0.5595 | 0 | 0 | 0
| 1051 | 3 | 7 |  |  | 480 | 95 | 0.0155 | 0.15 | 0.5595 | 0 | 0 | 0
| 1052 | 3 | 7 |  |  | 480 | 95 | 0.0155 | 0.15 | 0.5595 | 0 | 0 | 0
| 1053 | 3 | 7 |  |  | 480 | 95 | 0.0155 | 0.15 | 0.5595 | 0 | 0 | 0
| 1054 | 3 | 7 |  |  | 480 | 95 | 0.0155 | 0.15 | 0.5595 | 0 | 0 | 0
| 1055 | 3 | 7 |  |  | 480 | 95 | 0.0155 | 0.15 | 0.5595 | 0 | 0 | 0
| 1056 | 3 | 7 |  |  | 480 | 95 | 0.0155 | 0.15 | 0.5595 | 0 | 0 | 0
| 1057 | 3 | 7 |  |  | 480 | 95 | 0.0155 | 0.15 | 0.5595 | 0 | 0 | 0
| 1058 | 3 | 7 |  |  | 480 | 95 | 0.0155 | 0.15 | 0.5595 | 0 | 0 | 0
| 1059 | 3 | 7 |  |  | 480 | 95 | 0.0155 | 0.15 | 0.5595 | 0 | 0 | 0
| 1060 | 3 | 7 |  |  | 480 | 95 | 0.0155 | 0.15 | 0.5595 | 0 | 0 | 0
| 1061 | 3 | 7 |  |  | 480 | 95 | 0.0155 | 0.15 | 0.5595 | 0 | 0 | 0
| 1062 | 3 | 7 |  |  | 480 | 95 | 0.0155 | 0.15 | 0.5595 | 0 | 0 | 0
| 1063 | 3 | 7 |  |  | 480 | 95 | 0.0155 | 0.15 | 0.5595 | 0 | 0 | 0
| 1064 | 3 | 7 |  |  | 480 | 95 | 0.0155 | 0.15 | 0.5595 | 0 | 0 | 0
| 1065 | 3 | 7 |  |  | 480 | 95 | 0.0155 | 0.15 | 0.5595 | 0 | 0 | 0
| 1066 | 3 | 7 |  |  | 480 | 95 | 0.0155 | 0.15 | 0.5595 | 0 | 0 | 0
| 1067 | 3 | 7 |  |  | 480 | 95 | 0.0155 | 0.15 | 0.5595 | 0 | 0 | 0
| 1068 | 3 | 7 |  |  | 480 | 95 | 0.0155 | 0.15 | 0.5595 | 0 | 0 | 0
| 1069 | 3 | 7 |  |  | 480 | 95 | 0.0155 | 0.15 | 0.5595 | 0 | 0 | 0
| 1070 | 3 | 7 |  |  | 480 | 95 | 0.0155 | 0.15 | 0.5595 | 0 | 0 | 0
| 1071 | 3 | 7 |  |  | 480 | 95 | 0.0155 | 0.15 | 0.5595 | 0 | 0 | 0
| 1072 | 3 | 7 |  |  | 480 | 95 | 0.0155 | 0.15 | 0.5595 | 0 | 0 | 0
| 1073 | 3 | 7 |  |  | 480 | 95 | 0.0155 | 0.15 | 0.5595 | 0 | 0 | 0
| 1074 | 3 | 7 |  |  | 480 | 95 | 0.0155 | 0.15 | 0.5595 | 0 | 0 | 0
| 1075 | 3 | 7 |  |  | 480 | 95 | 0.0155 | 0.15 | 0.5595 | 0 | 0 | 0
| 1076 | 3 | 7 |  |  | 480 | 95 | 0.0155 | 0.15 | 0.5595 | 0 | 0 | 0
| 1077 | 3 | 7 |  |  | 480 | 95 | 0.0155 | 0.15 | 0.5595 | 0 | 0 | 0
| 1078 | 3 | 7 |  |  | 480 | 95 | 0.0155 | 0.15 | 0.5595 | 0 | 0 | 0
| 1079 | 3 | 7 |  |  | 480 | 95 | 0.0155 | 0.15 | 0.5595 | 0 | 0 | 0
| 1080 | 3 | 7 |  |  | 480 | 95 | 0.0155 | 0.15 | 0.5595 | 0 | 0 | 0
| 1081 | 3 | 7 |  |  | 480 | 95 | 0.0155 | 0.15 | 0.5595 | 0 | 0 | 0
| 1082 | 3 | 7 |  |  | 480 | 95 | 0.0155 | 0.15 | 0.5595 | 0 | 0 | 0
| 1083 | 3 | 7 |  |  | 480 | 95 | 0.0155 | 0.15 | 0.5595 | 0 | 0 | 0
| 1084 | 3 | 7 |  |  | 480 | 95 | 0.0155 | 0.15 | 0.5595 | 0 | 0 | 0
| 1085 | 3 | 7 |  |  | 480 | 95 | 0.0155 | 0.15 | 0.5595 | 0 | 0 | 0
| 1086 | 3 | 7 |  |  | 480 | 95 | 0.0155 | 0.15 | 0.5595 | 0 | 0 | 0
| 1087 | 3 | 7 |  |  | 480 | 95 | 0.0155 | 0.15 | 0.5595 | 0 | 0 | 0
| 1088 | 3 | 7 |  |  | 480 | 95 | 0.0155 | 0.15 | 0.5595 | 0 | 0 | 0
| 1089 | 3 | 7 |  |  | 480 | 95 | 0.0155 | 0.15 | 0.5595 | 0 | 0 | 0
| 1090 | 3 | 7 |  |  | 480 | 95 | 0.0155 | 0.15 | 0.5595 | 0 | 0 | 0
| 1091 | 3 | 7 |  |  | 480 | 95 | 0.0155 | 0.15 | 0.5595 | 0 | 0 | 0
| 1092 | 3 | 7 |  |  | 480 | 95 | 0.0155 | 0.15 | 0.5595 | 0 | 0 | 0
| 1093 | 3 | 7 |  |  | 480 | 95 | 0.0155 | 0.15 | 0.5595 | 0 | 0 | 0
| 1094 | 4 | 7 |  |  | 670 | 125 | 0.0155 | 0.15 | 0.5595 | 0 | 0 | 0
| 1095 | 4 | 7 |  |  | 670 | 125 | 0.0155 | 0.15 | 0.5595 | 0 | 0 | 0
| 1096 | 4 | 7 |  |  | 670 | 125 | 0.0155 | 0.15 | 0.5595 | 0 | 0 | 0
| 1097 | 4 | 7 |  |  | 670 | 125 | 0.0155 | 0.15 | 0.5595 | 0 | 0 | 0
| 1098 | 4 | 7 |  |  | 670 | 125 | 0.0155 | 0.15 | 0.5595 | 0 | 0 | 0
| 1099 | 4 | 7 |  |  | 670 | 125 | 0.0155 | 0.15 | 0.5595 | 0 | 0 | 0
| 1100 | 4 | 7 |  |  | 670 | 125 | 0.0155 | 0.15 | 0.5595 | 0 | 0 | 0
| 1101 | 4 | 7 |  |  | 670 | 125 | 0.0155 | 0.15 | 0.5595 | 0 | 0 | 0
| 1102 | 4 | 7 |  |  | 670 | 125 | 0.0155 | 0.15 | 0.5595 | 0 | 0 | 0
| 1103 | 4 | 7 |  |  | 670 | 125 | 0.0155 | 0.15 | 0.5595 | 0 | 0 | 0
| 1104 | 4 | 7 |  |  | 670 | 125 | 0.0155 | 0.15 | 0.5595 | 0 | 0 | 0
| 1105 | 4 | 7 |  |  | 670 | 125 | 0.0155 | 0.15 | 0.5595 | 0 | 0 | 0
| 1106 | 4 | 7 |  |  | 670 | 125 | 0.0155 | 0.15 | 0.5595 | 0 | 0 | 0
| 1107 | 4 | 7 |  |  | 670 | 125 | 0.0155 | 0.15 | 0.5595 | 0 | 0 | 0
| 1108 | 4 | 7 |  |  | 670 | 125 | 0.0155 | 0.15 | 0.5595 | 0 | 0 | 0
| 1109 | 4 | 7 |  |  | 670 | 125 | 0.0155 | 0.15 | 0.5595 | 0 | 0 | 0
| 1110 | 4 | 7 |  |  | 670 | 125 | 0.0155 | 0.15 | 0.5595 | 0 | 0 | 0
| 1111 | 4 | 7 |  |  | 670 | 125 | 0.0155 | 0.15 | 0.5595 | 0 | 0 | 0
| 1112 | 4 | 7 |  |  | 670 | 125 | 0.0155 | 0.15 | 0.5595 | 0 | 0 | 0
| 1113 | 4 | 7 |  |  | 670 | 125 | 0.0155 | 0.15 | 0.5595 | 0 | 0 | 0
| 1114 | 4 | 7 |  |  | 670 | 125 | 0.0155 | 0.15 | 0.5595 | 0 | 0 | 0
| 1115 | 4 | 7 |  |  | 670 | 125 | 0.0155 | 0.15 | 0.5595 | 0 | 0 | 0
| 1116 | 4 | 7 |  |  | 670 | 125 | 0.0155 | 0.15 | 0.5595 | 0 | 0 | 0
| 1117 | 4 | 7 |  |  | 670 | 125 | 0.0155 | 0.15 | 0.5595 | 0 | 0 | 0
| 1118 | 4 | 7 |  |  | 670 | 125 | 0.0155 | 0.15 | 0.5595 | 0 | 0 | 0
| 1119 | 4 | 7 |  |  | 670 | 125 | 0.0155 | 0.15 | 0.5595 | 0 | 0 | 0
| 1120 | 4 | 7 |  |  | 670 | 125 | 0.0155 | 0.15 | 0.5595 | 0 | 0 | 0
| 1121 | 4 | 7 |  |  | 670 | 125 | 0.0155 | 0.15 | 0.5595 | 0 | 0 | 0
| 1122 | 4 | 7 |  |  | 670 | 125 | 0.0155 | 0.15 | 0.5595 | 0 | 0 | 0
| 1123 | 4 | 7 |  |  | 670 | 125 | 0.0155 | 0.15 | 0.5595 | 0 | 0 | 0
| 1124 | 4 | 7 |  |  | 670 | 125 | 0.0155 | 0.15 | 0.5595 | 0 | 0 | 0
| 1125 | 4 | 7 |  |  | 670 | 125 | 0.0155 | 0.15 | 0.5595 | 0 | 0 | 0
| 1126 | 4 | 7 |  |  | 670 | 125 | 0.0155 | 0.15 | 0.5595 | 0 | 0 | 0
| 1127 | 4 | 7 |  |  | 670 | 125 | 0.0155 | 0.15 | 0.5595 | 0 | 0 | 0
| 1128 | 4 | 7 |  |  | 670 | 125 | 0.0155 | 0.15 | 0.5595 | 0 | 0 | 0
| 1129 | 4 | 7 |  |  | 670 | 125 | 0.0155 | 0.15 | 0.5595 | 0 | 0 | 0
| 1130 | 4 | 7 |  |  | 670 | 125 | 0.0155 | 0.15 | 0.5595 | 0 | 0 | 0
| 1131 | 4 | 7 |  |  | 670 | 125 | 0.0155 | 0.15 | 0.5595 | 0 | 0 | 0
| 1132 | 4 | 7 |  |  | 670 | 125 | 0.0155 | 0.15 | 0.5595 | 0 | 0 | 0
| 1133 | 4 | 7 |  |  | 670 | 125 | 0.0155 | 0.15 | 0.5595 | 0 | 0 | 0
| 1134 | 4 | 7 |  |  | 670 | 125 | 0.0155 | 0.15 | 0.5595 | 0 | 0 | 0
| 1135 | 5 | 7 |  |  | 750 | 145 | 0.0155 | 0.15 | 0.5595 | 0 | 0 | 0
| 1136 | 5 | 7 |  |  | 750 | 145 | 0.0155 | 0.15 | 0.5595 | 0 | 0 | 0
| 1137 | 5 | 7 |  |  | 750 | 145 | 0.0155 | 0.15 | 0.5595 | 0 | 0 | 0
| 1138 | 6 | 7 |  |  | 900 | 165 | 0.0155 | 0.15 | 0.5595 | 0 | 0 | 0
| 1139 | 6 | 7 |  |  | 900 | 165 | 0.0155 | 0.15 | 0.5595 | 0 | 0 | 0
| 1140 | 6 | 7 |  |  | 900 | 165 | 0.0155 | 0.15 | 0.5595 | 0 | 0 | 0
| 1141 | 6 | 7 |  |  | 900 | 165 | 0.0155 | 0.15 | 0.5595 | 0 | 0 | 0
| 1142 | 7 | 7 |  |  | 1000 | 220 | 0.0155 | 0.15 | 0.5595 | 0 | 0 | 0
| 1143 | 7 | 7 |  |  | 1000 | 220 | 0.0155 | 0.15 | 0.5595 | 0 | 0 | 0
| 1144 | 8 | 7 |  |  | 1200 | 270 | 0.0155 | 0.15 | 0.5595 | 0 | 0 | 0
| 1145 | 8 | 7 |  |  | 1200 | 270 | 0.0155 | 0.15 | 0.5595 | 0 | 0 | 0
| 1146 | 8 | 7 |  |  | 1200 | 270 | 0.0155 | 0.15 | 0.5595 | 0 | 0 | 0
| 1147 | 8 | 7 |  |  | 1200 | 270 | 0.0155 | 0.15 | 0.5595 | 0 | 0 | 0
| 1148 | 1 | 7 |  |  | 210 | 56 | 0.0155 | 0.15 | 0.5595 | 0 | 0 | 0
| 1149 | 1 | 7 |  |  | 210 | 56 | 0.0155 | 0.15 | 0.5595 | 0 | 0 | 0
| 1150 | 2 | 7 |  |  | 340 | 75 | 0.0155 | 0.15 | 0.5595 | 0 | 0 | 0
| 1151 | 2 | 7 |  |  | 340 | 75 | 0.0155 | 0.15 | 0.5595 | 0 | 0 | 0
| 1152 | 2 | 7 |  |  | 340 | 75 | 0.0155 | 0.15 | 0.5595 | 0 | 0 | 0
| 1153 | 2 | 7 |  |  | 340 | 75 | 0.0155 | 0.15 | 0.5595 | 0 | 0 | 0
| 1154 | 2 | 7 |  |  | 340 | 75 | 0.0155 | 0.15 | 0.5595 | 0 | 0 | 0
| 1155 | 2 | 7 |  |  | 340 | 75 | 0.0155 | 0.15 | 0.5595 | 0 | 0 | 0
| 1156 | 2 | 7 |  |  | 340 | 75 | 0.0155 | 0.15 | 0.5595 | 0 | 0 | 0
| 1157 | 2 | 7 |  |  | 340 | 75 | 0.0155 | 0.15 | 0.5595 | 0 | 0 | 0
| 1158 | 3 | 7 |  |  | 480 | 95 | 0.0155 | 0.15 | 0.5595 | 0 | 0 | 0
| 1159 | 3 | 7 |  |  | 480 | 95 | 0.0155 | 0.15 | 0.5595 | 0 | 0 | 0
| 1160 | 3 | 7 |  |  | 480 | 95 | 0.0155 | 0.15 | 0.5595 | 0 | 0 | 0
| 1161 | 3 | 7 |  |  | 480 | 95 | 0.0155 | 0.15 | 0.5595 | 0 | 0 | 0
| 1162 | 3 | 7 |  |  | 480 | 95 | 0.0155 | 0.15 | 0.5595 | 0 | 0 | 0
| 1163 | 3 | 7 |  |  | 480 | 95 | 0.0155 | 0.15 | 0.5595 | 0 | 0 | 0
| 1164 | 3 | 7 |  |  | 480 | 95 | 0.0155 | 0.15 | 0.5595 | 0 | 0 | 0
| 1165 | 3 | 7 |  |  | 480 | 95 | 0.0155 | 0.15 | 0.5595 | 0 | 0 | 0
| 1166 | 4 | 7 |  |  | 670 | 125 | 0.0155 | 0.15 | 0.5595 | 0 | 0 | 0
| 1167 | 4 | 7 |  |  | 670 | 125 | 0.0155 | 0.15 | 0.5595 | 0 | 0 | 0
| 1168 | 4 | 7 |  |  | 670 | 125 | 0.0155 | 0.15 | 0.5595 | 0 | 0 | 0
| 1169 | 4 | 7 |  |  | 670 | 125 | 0.0155 | 0.15 | 0.5595 | 0 | 0 | 0
| 1170 | 1 | 8 |  |  | 210 | 56 | 0.0155 | 0.15 | 0.5595 | 0 | 0 | 0
| 1171 | 1 | 8 |  |  | 210 | 56 | 0.0155 | 0.15 | 0.5595 | 0 | 0 | 0
| 1172 | 1 | 8 |  |  | 210 | 56 | 0.0155 | 0.15 | 0.5595 | 0 | 0 | 0
| 1173 | 2 | 8 |  |  | 340 | 75 | 0.0155 | 0.15 | 0.5595 | 0 | 0 | 0
| 1174 | 2 | 8 |  |  | 340 | 75 | 0.0155 | 0.15 | 0.5595 | 0 | 0 | 0
| 1175 | 3 | 8 |  |  | 480 | 95 | 0.0155 | 0.15 | 0.5595 | 0 | 0 | 0
| 1176 | 3 | 8 |  |  | 480 | 95 | 0.0155 | 0.15 | 0.5595 | 0 | 0 | 0
| 1177 | 4 | 8 |  |  | 670 | 125 | 0.0155 | 0.15 | 0.5595 | 0 | 0 | 0
| 1178 | 4 | 8 |  |  | 670 | 125 | 0.0155 | 0.15 | 0.5595 | 0 | 0 | 0
| 1179 | 4 | 8 |  |  | 670 | 125 | 0.0155 | 0.15 | 0.5595 | 0 | 0 | 0
| 1180 | 1 | 9 |  |  | 210 | 56 | 0.0155 | 0.15 | 0.5595 | 0 | 0 | 0
| 1181 | 1 | 9 |  |  | 210 | 56 | 0.0155 | 0.15 | 0.5595 | 0 | 0 | 0
| 1182 | 1 | 9 |  |  | 210 | 56 | 0.0155 | 0.15 | 0.5595 | 0 | 0 | 0
| 1183 | 2 | 9 |  |  | 340 | 75 | 0.0155 | 0.15 | 0.5595 | 0 | 0 | 0
| 1184 | 2 | 9 |  |  | 340 | 75 | 0.0155 | 0.15 | 0.5595 | 0 | 0 | 0
| 1185 | 2 | 9 |  |  | 340 | 75 | 0.0155 | 0.15 | 0.5595 | 0 | 0 | 0
| 1186 | 3 | 9 |  |  | 480 | 95 | 0.0155 | 0.15 | 0.5595 | 0 | 0 | 0
| 1187 | 3 | 9 |  |  | 480 | 95 | 0.0155 | 0.15 | 0.5595 | 0 | 0 | 0
| 1188 | 3 | 9 |  |  | 480 | 95 | 0.0155 | 0.15 | 0.5595 | 0 | 0 | 0
| 1189 | 4 | 9 |  |  | 670 | 125 | 0.0155 | 0.15 | 0.5595 | 0 | 0 | 0
| 1190 | 4 | 9 |  |  | 670 | 125 | 0.0155 | 0.15 | 0.5595 | 0 | 0 | 0
| 1191 | 4 | 9 |  |  | 670 | 125 | 0.0155 | 0.15 | 0.5595 | 0 | 0 | 0
| 1192 | 1 | 10 |  |  | 210 | 56 | 0.0155 | 0.15 | 0.5595 | 0 | 0 | 0
| 1193 | 1 | 10 |  |  | 210 | 56 | 0.0155 | 0.15 | 0.5595 | 0 | 0 | 0
| 1194 | 1 | 10 |  |  | 210 | 56 | 0.0155 | 0.15 | 0.5595 | 0 | 0 | 0
| 1195 | 2 | 10 |  |  | 340 | 75 | 0.0155 | 0.15 | 0.5595 | 0 | 0 | 0
| 1196 | 2 | 10 |  |  | 340 | 75 | 0.0155 | 0.15 | 0.5595 | 0 | 0 | 0
| 1197 | 2 | 10 |  |  | 340 | 75 | 0.0155 | 0.15 | 0.5595 | 0 | 0 | 0
| 1198 | 3 | 10 |  |  | 480 | 95 | 0.0155 | 0.15 | 0.5595 | 0 | 0 | 0
| 1199 | 3 | 10 |  |  | 480 | 95 | 0.0155 | 0.15 | 0.5595 | 0 | 0 | 0
| 1200 | 3 | 10 |  |  | 480 | 95 | 0.0155 | 0.15 | 0.5595 | 0 | 0 | 0
| 1201 | 4 | 10 |  |  | 670 | 125 | 0.0155 | 0.15 | 0.5595 | 0 | 0 | 0
| 1202 | 4 | 10 |  |  | 670 | 125 | 0.0155 | 0.15 | 0.5595 | 0 | 0 | 0
| 1203 | 4 | 10 |  |  | 670 | 125 | 0.0155 | 0.15 | 0.5595 | 0 | 0 | 0
| 1204 | 1 | 11 |  |  | 210 | 56 | 0.0155 | 0.15 | 0.5595 | 0 | 0 | 0
| 1205 | 1 | 11 |  |  | 210 | 56 | 0.0155 | 0.15 | 0.5595 | 0 | 0 | 0
| 1206 | 1 | 11 |  |  | 210 | 56 | 0.0155 | 0.15 | 0.5595 | 0 | 0 | 0
| 1207 | 2 | 11 |  |  | 340 | 75 | 0.0155 | 0.15 | 0.5595 | 0 | 0 | 0
| 1208 | 2 | 11 |  |  | 340 | 75 | 0.0155 | 0.15 | 0.5595 | 0 | 0 | 0
| 1209 | 2 | 11 |  |  | 340 | 75 | 0.0155 | 0.15 | 0.5595 | 0 | 0 | 0
| 1210 | 2 | 11 |  |  | 340 | 75 | 0.0155 | 0.15 | 0.5595 | 0 | 0 | 0
| 1211 | 2 | 11 |  |  | 340 | 75 | 0.0155 | 0.15 | 0.5595 | 0 | 0 | 0
| 1212 | 2 | 11 |  |  | 340 | 75 | 0.0155 | 0.15 | 0.5595 | 0 | 0 | 0
| 1213 | 3 | 11 |  |  | 480 | 95 | 0.0155 | 0.15 | 0.5595 | 0 | 0 | 0
| 1214 | 3 | 11 |  |  | 480 | 95 | 0.0155 | 0.15 | 0.5595 | 0 | 0 | 0
| 1215 | 3 | 11 |  |  | 480 | 95 | 0.0155 | 0.15 | 0.5595 | 0 | 0 | 0
| 1216 | 3 | 11 |  |  | 480 | 95 | 0.0155 | 0.15 | 0.5595 | 0 | 0 | 0
| 1217 | 3 | 11 |  |  | 480 | 95 | 0.0155 | 0.15 | 0.5595 | 0 | 0 | 0
| 1218 | 3 | 11 |  |  | 480 | 95 | 0.0155 | 0.15 | 0.5595 | 0 | 0 | 0
| 1219 | 4 | 11 |  |  | 670 | 125 | 0.0155 | 0.15 | 0.5595 | 0 | 0 | 0
| 1220 | 4 | 11 |  |  | 670 | 125 | 0.0155 | 0.15 | 0.5595 | 0 | 0 | 0
| 1221 | 4 | 11 |  |  | 670 | 125 | 0.0155 | 0.15 | 0.5595 | 0 | 0 | 0
| 1222 | 4 | 11 |  |  | 670 | 125 | 0.0155 | 0.15 | 0.5595 | 0 | 0 | 0
| 1223 | 1 | 12 |  |  | 210 | 56 | 0.0155 | 0.15 | 0.5595 | 0 | 0 | 0
| 1224 | 1 | 12 |  |  | 210 | 56 | 0.0155 | 0.15 | 0.5595 | 0 | 0 | 0
| 1225 | 1 | 12 |  |  | 210 | 56 | 0.0155 | 0.15 | 0.5595 | 0 | 0 | 0
| 1226 | 1 | 12 |  |  | 210 | 56 | 0.0155 | 0.15 | 0.5595 | 0 | 0 | 0
| 1227 | 2 | 12 |  |  | 340 | 75 | 0.0155 | 0.15 | 0.5595 | 0 | 0 | 0
| 1228 | 2 | 12 |  |  | 340 | 75 | 0.0155 | 0.15 | 0.5595 | 0 | 0 | 0
| 1229 | 2 | 12 |  |  | 340 | 75 | 0.0155 | 0.15 | 0.5595 | 0 | 0 | 0
| 1230 | 2 | 12 |  |  | 340 | 75 | 0.0155 | 0.15 | 0.5595 | 0 | 0 | 0
| 1231 | 3 | 12 |  |  | 480 | 95 | 0.0155 | 0.15 | 0.5595 | 0 | 0 | 0
| 1232 | 3 | 12 |  |  | 480 | 95 | 0.0155 | 0.15 | 0.5595 | 0 | 0 | 0
| 1233 | 3 | 12 |  |  | 480 | 95 | 0.0155 | 0.15 | 0.5595 | 0 | 0 | 0
| 1234 | 3 | 12 |  |  | 480 | 95 | 0.0155 | 0.15 | 0.5595 | 0 | 0 | 0
| 1235 | 4 | 12 |  |  | 670 | 125 | 0.0155 | 0.15 | 0.5595 | 0 | 0 | 0
| 1236 | 4 | 12 |  |  | 670 | 125 | 0.0155 | 0.15 | 0.5595 | 0 | 0 | 0
| 1237 | 4 | 12 |  |  | 670 | 125 | 0.0155 | 0.15 | 0.5595 | 0 | 0 | 0
| 1238 | 1 | 13 |  |  | 210 | 56 | 0.0155 | 0.15 | 0.5595 | 0 | 0 | 0
| 1239 | 1 | 13 |  |  | 210 | 56 | 0.0155 | 0.15 | 0.5595 | 0 | 0 | 0
| 1240 | 1 | 13 |  |  | 210 | 56 | 0.0155 | 0.15 | 0.5595 | 0 | 0 | 0
| 1241 | 2 | 13 |  |  | 340 | 75 | 0.0155 | 0.15 | 0.5595 | 0 | 0 | 0
| 1242 | 2 | 13 |  |  | 340 | 75 | 0.0155 | 0.15 | 0.5595 | 0 | 0 | 0
| 1243 | 2 | 13 |  |  | 340 | 75 | 0.0155 | 0.15 | 0.5595 | 0 | 0 | 0
| 1244 | 3 | 13 |  |  | 480 | 95 | 0.0155 | 0.15 | 0.5595 | 0 | 0 | 0
| 1245 | 3 | 13 |  |  | 480 | 95 | 0.0155 | 0.15 | 0.5595 | 0 | 0 | 0
| 1246 | 3 | 13 |  |  | 480 | 95 | 0.0155 | 0.15 | 0.5595 | 0 | 0 | 0
| 1247 | 4 | 13 |  |  | 670 | 125 | 0.0155 | 0.15 | 0.5595 | 0 | 0 | 0
| 1248 | 4 | 13 |  |  | 670 | 125 | 0.0155 | 0.15 | 0.5595 | 0 | 0 | 0
| 1249 | 4 | 13 |  |  | 670 | 125 | 0.0155 | 0.15 | 0.5595 | 0 | 0 | 0
| 1250 | 1 | 14 |  |  | 210 | 56 | 0.0155 | 0.15 | 0.5595 | 0 | 0 | 0
| 1251 | 1 | 14 |  |  | 210 | 56 | 0.0155 | 0.15 | 0.5595 | 0 | 0 | 0
| 1252 | 2 | 14 |  |  | 340 | 75 | 0.0155 | 0.15 | 0.5595 | 0 | 0 | 0
| 1253 | 2 | 14 |  |  | 340 | 75 | 0.0155 | 0.15 | 0.5595 | 0 | 0 | 0
| 1254 | 2 | 14 |  |  | 340 | 75 | 0.0155 | 0.15 | 0.5595 | 0 | 0 | 0
| 1255 | 2 | 14 |  |  | 340 | 75 | 0.0155 | 0.15 | 0.5595 | 0 | 0 | 0
| 1256 | 3 | 14 |  |  | 480 | 95 | 0.0155 | 0.15 | 0.5595 | 0 | 0 | 0
| 1257 | 3 | 14 |  |  | 480 | 95 | 0.0155 | 0.15 | 0.5595 | 0 | 0 | 0
| 1258 | 3 | 14 |  |  | 480 | 95 | 0.0155 | 0.15 | 0.5595 | 0 | 0 | 0
| 1259 | 3 | 14 |  |  | 480 | 95 | 0.0155 | 0.15 | 0.5595 | 0 | 0 | 0
| 1260 | 4 | 14 |  |  | 670 | 125 | 0.0155 | 0.15 | 0.5595 | 0 | 0 | 0
| 1261 | 4 | 14 |  |  | 670 | 125 | 0.0155 | 0.15 | 0.5595 | 0 | 0 | 0
| 1262 | 4 | 14 |  |  | 670 | 125 | 0.0155 | 0.15 | 0.5595 | 0 | 0 | 0
| 1263 | 4 | 14 |  |  | 670 | 125 | 0.0155 | 0.15 | 0.5595 | 0 | 0 | 0
| 1264 | 1 | 15 |  |  | 210 | 56 | 0.0155 | 0.15 | 0.5595 | 0 | 0 | 0
| 1265 | 1 | 15 |  |  | 210 | 56 | 0.0155 | 0.15 | 0.5595 | 0 | 0 | 0
| 1266 | 1 | 15 |  |  | 210 | 56 | 0.0155 | 0.15 | 0.5595 | 0 | 0 | 0
| 1267 | 2 | 15 |  |  | 340 | 75 | 0.0155 | 0.15 | 0.5595 | 0 | 0 | 0
| 1268 | 2 | 15 |  |  | 340 | 75 | 0.0155 | 0.15 | 0.5595 | 0 | 0 | 0
| 1269 | 2 | 15 |  |  | 340 | 75 | 0.0155 | 0.15 | 0.5595 | 0 | 0 | 0
| 1270 | 1 | 16 |  |  | 210 | 56 | 0.0155 | 0.15 | 0.5595 | 0 | 0 | 0
| 1271 | 1 | 16 |  |  | 210 | 56 | 0.0155 | 0.15 | 0.5595 | 0 | 0 | 0
| 1272 | 1 | 16 |  |  | 210 | 56 | 0.0155 | 0.15 | 0.5595 | 0 | 0 | 0
| 1273 | 2 | 16 |  |  | 340 | 75 | 0.0155 | 0.15 | 0.5595 | 0 | 0 | 0
| 1274 | 2 | 16 |  |  | 340 | 75 | 0.0155 | 0.15 | 0.5595 | 0 | 0 | 0
| 1275 | 2 | 16 |  |  | 340 | 75 | 0.0155 | 0.15 | 0.5595 | 0 | 0 | 0
| 1276 | 2 | 16 |  |  | 340 | 75 | 0.0155 | 0.15 | 0.5595 | 0 | 0 | 0
| 1277 | 3 | 16 |  |  | 480 | 95 | 0.0155 | 0.15 | 0.5595 | 0 | 0 | 0
| 1278 | 3 | 16 |  |  | 480 | 95 | 0.0155 | 0.15 | 0.5595 | 0 | 0 | 0
| 1279 | 3 | 16 |  |  | 480 | 95 | 0.0155 | 0.15 | 0.5595 | 0 | 0 | 0
| 1280 | 3 | 16 |  |  | 480 | 95 | 0.0155 | 0.15 | 0.5595 | 0 | 0 | 0
| 1281 | 4 | 16 |  |  | 670 | 125 | 0.0155 | 0.15 | 0.5595 | 0 | 0 | 0
| 1282 | 4 | 16 |  |  | 670 | 125 | 0.0155 | 0.15 | 0.5595 | 0 | 0 | 0
| 1283 | 4 | 16 |  |  | 670 | 125 | 0.0155 | 0.15 | 0.5595 | 0 | 0 | 0
| 1284 | 1 | 17 |  |  | 210 | 56 | 0.0155 | 0.15 | 0.5595 | 0 | 0 | 0
| 1285 | 1 | 17 |  |  | 210 | 56 | 0.0155 | 0.15 | 0.5595 | 0 | 0 | 0
| 1286 | 1 | 17 |  |  | 210 | 56 | 0.0155 | 0.15 | 0.5595 | 0 | 0 | 0
| 1287 | 1 | 17 |  |  | 210 | 56 | 0.0155 | 0.15 | 0.5595 | 0 | 0 | 0
| 1288 | 1 | 17 |  |  | 210 | 56 | 0.0155 | 0.15 | 0.5595 | 0 | 0 | 0
| 1289 | 1 | 17 |  |  | 210 | 56 | 0.0155 | 0.15 | 0.5595 | 0 | 0 | 0
| 1290 | 1 | 17 |  |  | 210 | 56 | 0.0155 | 0.15 | 0.5595 | 0 | 0 | 0
| 1291 | 1 | 17 |  |  | 210 | 56 | 0.0155 | 0.15 | 0.5595 | 0 | 0 | 0
| 1292 | 2 | 17 |  |  | 340 | 75 | 0.0155 | 0.15 | 0.5595 | 0 | 0 | 0
| 1293 | 2 | 17 |  |  | 340 | 75 | 0.0155 | 0.15 | 0.5595 | 0 | 0 | 0
| 1294 | 2 | 17 |  |  | 340 | 75 | 0.0155 | 0.15 | 0.5595 | 0 | 0 | 0
| 1295 | 3 | 17 |  |  | 480 | 95 | 0.0155 | 0.15 | 0.5595 | 0 | 0 | 0
| 1296 | 3 | 17 |  |  | 480 | 95 | 0.0155 | 0.15 | 0.5595 | 0 | 0 | 0
| 1297 | 3 | 17 |  |  | 480 | 95 | 0.0155 | 0.15 | 0.5595 | 0 | 0 | 0
| 1298 | 4 | 17 |  |  | 670 | 125 | 0.0155 | 0.15 | 0.5595 | 0 | 0 | 0
| 1299 | 4 | 17 |  |  | 670 | 125 | 0.0155 | 0.15 | 0.5595 | 0 | 0 | 0
| 1300 | 2 | 18 |  |  | 340 | 75 | 0.0155 | 0.15 | 0.5595 | 0 | 0 | 0
| 1301 | 2 | 18 |  |  | 340 | 75 | 0.0155 | 0.15 | 0.5595 | 0 | 0 | 0
| 1302 | 2 | 18 |  |  | 340 | 75 | 0.0155 | 0.15 | 0.5595 | 0 | 0 | 0
| 1303 | 3 | 18 |  |  | 480 | 95 | 0.0155 | 0.15 | 0.5595 | 0 | 0 | 0
| 1304 | 3 | 18 |  |  | 480 | 95 | 0.0155 | 0.15 | 0.5595 | 0 | 0 | 0
| 1305 | 3 | 18 |  |  | 480 | 95 | 0.0155 | 0.15 | 0.5595 | 0 | 0 | 0
| 1306 | 4 | 18 |  |  | 670 | 125 | 0.0155 | 0.15 | 0.5595 | 0 | 0 | 0
| 1307 | 4 | 18 |  |  | 670 | 125 | 0.0155 | 0.15 | 0.5595 | 0 | 0 | 0
| 1308 |  |  |  |  | 0 | 0 | 0.0155 | 0 | 0.5595 | 0 | 0 | 0
| 1309 |  |  |  |  | 0 | 0 | 0.0155 | 0 | 0.5595 | 0 | 0 | 0
| 1310 |  |  |  |  | 0 | 0 | 0.0155 | 0 | 0.5595 | 0 | 0 | 0
| 1311 |  |  |  |  | 0 | 0 | 0.0155 | 0 | 0.5595 | 0 | 0 | 0
| 1312 |  |  |  |  | 0 | 0 | 0.0155 | 0 | 0.5595 | 0 | 0 | 0
| 1313 |  |  |  |  | 0 | 0 | 0.0155 | 0 | 0.5595 | 0 | 0 | 0
| 1314 |  |  |  |  | 0 | 0 | 0.0155 | 0 | 0.5595 | 0 | 0 | 0
| 1315 |  |  |  |  | 0 | 0 | 0.0155 | 0 | 0.5595 | 0 | 0 | 0
| 1316 |  |  |  |  | 0 | 0 | 0.0155 | 0 | 0.5595 | 0 | 0 | 0
| 1317 |  |  |  |  | 0 | 0 | 0.0155 | 0 | 0.5595 | 0 | 0 | 0
| 1318 |  |  |  |  | 0 | 0 | 0.0155 | 0 | 0.5595 | 0 | 0 | 0
| 1319 |  |  |  |  | 0 | 0 | 0.0155 | 0 | 0.5595 | 0 | 0 | 0
| 1320 |  |  |  |  | 0 | 0 | 0.0155 | 0 | 0.5595 | 0 | 0 | 0
| 1321 |  |  |  |  | 0 | 0 | 0.0155 | 0 | 0.5595 | 0 | 0 | 0
| 1322 |  |  |  |  | 0 | 0 | 0.0155 | 0 | 0.5595 | 0 | 0 | 0
| 1323 |  |  |  |  | 0 | 0 | 0.0155 | 0 | 0.5595 | 0 | 0 | 0
| 1324 |  |  |  |  | 0 | 0 | 0.0155 | 0 | 0.5595 | 0 | 0 | 0
| 1325 |  |  |  |  | 0 | 0 | 0.0155 | 0 | 0.5595 | 0 | 0 | 0
| 1326 |  |  |  |  | 0 | 0 | 0.0155 | 0 | 0.5595 | 0 | 0 | 0
| 1327 |  |  |  |  | 0 | 0 | 0.0155 | 0 | 0.5595 | 0 | 0 | 0
| 1328 |  |  |  |  | 0 | 0 | 0.0155 | 0 | 0.5595 | 0 | 0 | 0
| 1329 |  |  |  |  | 0 | 0 | 0.0155 | 0 | 0.5595 | 0 | 0 | 0
| 1330 |  |  |  |  | 0 | 0 | 0.0155 | 0 | 0.5595 | 0 | 0 | 0
| 1331 |  |  |  |  | 0 | 0 | 0.0155 | 0 | 0.5595 | 0 | 0 | 0
| 1332 |  |  |  |  | 0 | 0 | 0.0155 | 0 | 0.5595 | 0 | 0 | 0
| 1333 |  |  |  |  | 0 | 0 | 0.0155 | 0 | 0.5595 | 0 | 0 | 0
| 1334 |  |  |  |  | 0 | 0 | 0.0155 | 0 | 0.5595 | 0 | 0 | 0
| 1335 |  |  |  |  | 0 | 0 | 0.0155 | 0 | 0.5595 | 0 | 0 | 0
| 1336 |  |  |  |  | 0 | 0 | 0.0155 | 0 | 0.5595 | 0 | 0 | 0
| 1337 |  |  |  |  | 0 | 0 | 0.0155 | 0 | 0.5595 | 0 | 0 | 0
| 1338 |  |  |  |  | 0 | 0 | 0.0155 | 0 | 0.5595 | 0 | 0 | 0
| 1339 |  |  |  |  | 0 | 0 | 0.0155 | 0 | 0.5595 | 0 | 0 | 0
| 1340 |  |  |  |  | 0 | 0 | 0.0155 | 0 | 0.5595 | 0 | 0 | 0
| 1341 |  |  |  |  | 0 | 0 | 0.0155 | 0 | 0.5595 | 0 | 0 | 0
| 1342 |  |  |  |  | 0 | 0 | 0.0155 | 0 | 0.5595 | 0 | 0 | 0
| 1343 |  |  |  |  | 0 | 0 | 0.0155 | 0 | 0.5595 | 0 | 0 | 0
| 1344 |  |  |  |  | 0 | 0 | 0.0155 | 0 | 0.5595 | 0 | 0 | 0
| 1345 |  |  |  |  | 0 | 0 | 0.0155 | 0 | 0.5595 | 0 | 0 | 0
| 1346 |  |  |  |  | 0 | 0 | 0.0155 | 0 | 0.5595 | 0 | 0 | 0
| 1347 |  |  |  |  | 0 | 0 | 0.0155 | 0 | 0.5595 | 0 | 0 | 0
| 1348 |  |  |  |  | 0 | 0 | 0.0155 | 0 | 0.5595 | 0 | 0 | 0
| 1349 |  |  |  |  | 0 | 0 | 0.0155 | 0 | 0.5595 | 0 | 0 | 0
| 1350 |  |  |  |  | 0 | 0 | 0.0155 | 0 | 0.5595 | 0 | 0 | 0
| 1351 |  |  |  |  | 0 | 0 | 0.0155 | 0 | 0.5595 | 0 | 0 | 0
| 1352 |  |  |  |  | 0 | 0 | 0.0155 | 0 | 0.5595 | 0 | 0 | 0
| 1353 |  |  |  |  | 0 | 0 | 0.0155 | 0 | 0.5595 | 0 | 0 | 0
| 1354 |  |  |  |  | 0 | 0 | 0.0155 | 0 | 0.5595 | 0 | 0 | 0
| 1355 |  |  |  |  | 0 | 0 | 0.0155 | 0 | 0.5595 | 0 | 0 | 0
| 1356 |  |  |  |  | 0 | 0 | 0.0155 | 0 | 0.5595 | 0 | 0 | 0
| 1357 |  |  |  |  | 0 | 0 | 0.0155 | 0 | 0.5595 | 0 | 0 | 0
| 1358 |  |  |  |  | 0 | 0 | 0.0155 | 0 | 0.5595 | 0 | 0 | 0
| 1359 |  |  |  |  | 0 | 0 | 0.0155 | 0 | 0.5595 | 0 | 0 | 0
| 1360 |  |  |  |  | 0 | 0 | 0.0155 | 0 | 0.5595 | 0 | 0 | 0
| 1361 |  |  |  |  | 0 | 0 | 0.0155 | 0 | 0.5595 | 0 | 0 | 0
| 1362 |  |  |  |  | 0 | 0 | 0.0155 | 0 | 0.5595 | 0 | 0 | 0
| 1363 |  |  |  |  | 0 | 0 | 0.0155 | 0 | 0.5595 | 0 | 0 | 0
| 1364 |  |  |  |  | 0 | 0 | 0.0155 | 0 | 0.5595 | 0 | 0 | 0
| 1365 |  |  |  |  | 0 | 0 | 0.0155 | 0 | 0.5595 | 0 | 0 | 0
| 1366 |  |  |  |  | 0 | 0 | 0.0155 | 0 | 0.5595 | 0 | 0 | 0
| 1367 |  |  |  |  | 0 | 0 | 0.0155 | 0 | 0.5595 | 0 | 0 | 0
| 1368 |  |  |  |  | 0 | 0 | 0.0155 | 0 | 0.5595 | 0 | 0 | 0
| 1369 |  |  |  |  | 0 | 0 | 0.0155 | 0 | 0.5595 | 0 | 0 | 0
| 1370 |  |  |  |  | 0 | 0 | 0.0155 | 0 | 0.5595 | 0 | 0 | 0
| 1371 |  |  |  |  | 0 | 0 | 0.0155 | 0 | 0.5595 | 0 | 0 | 0
| 1372 |  |  |  |  | 0 | 0 | 0.0155 | 0 | 0.5595 | 0 | 0 | 0
| 1373 |  |  |  |  | 0 | 0 | 0.0155 | 0 | 0.5595 | 0 | 0 | 0
| 1374 |  |  |  |  | 0 | 0 | 0.0155 | 0 | 0.5595 | 0 | 0 | 0
| 1375 |  |  |  |  | 0 | 0 | 0.0155 | 0 | 0.5595 | 0 | 0 | 0
| 1376 |  |  |  |  | 0 | 0 | 0.0155 | 0 | 0.5595 | 0 | 0 | 0
| 1377 |  |  |  |  | 0 | 0 | 0.0155 | 0 | 0.5595 | 0 | 0 | 0
| 1378 |  |  |  |  | 0 | 0 | 0.0155 | 0 | 0.5595 | 0 | 0 | 0
| 1379 |  |  |  |  | 0 | 0 | 0.0155 | 0 | 0.5595 | 0 | 0 | 0
| 1380 |  |  |  |  | 0 | 0 | 0.0155 | 0 | 0.5595 | 0 | 0 | 0
| 1381 |  |  |  |  | 0 | 0 | 0.0155 | 0 | 0.5595 | 0 | 0 | 0
| 1382 |  |  |  |  | 0 | 0 | 0.0155 | 0 | 0.5595 | 0 | 0 | 0
| 1383 |  |  |  |  | 0 | 0 | 0.0155 | 0 | 0.5595 | 0 | 0 | 0
| 1384 |  |  |  |  | 0 | 0 | 0.0155 | 0 | 0.5595 | 0 | 0 | 0
| 1385 |  |  |  |  | 0 | 0 | 0.0155 | 0 | 0.5595 | 0 | 0 | 0
| 1386 |  |  |  |  | 0 | 0 | 0.0155 | 0 | 0.5595 | 0 | 0 | 0
| 1387 |  |  |  |  | 0 | 0 | 0.0155 | 0 | 0.5595 | 0 | 0 | 0
| 1388 |  |  |  |  | 0 | 0 | 0.0155 | 0 | 0.5595 | 0 | 0 | 0
| 1389 |  |  |  |  | 0 | 0 | 0.0155 | 0 | 0.5595 | 0 | 0 | 0
| 1390 |  |  |  |  | 0 | 0 | 0.0155 | 0 | 0.5595 | 0 | 0 | 0
| 1391 |  |  |  |  | 0 | 0 | 0.0155 | 0 | 0.5595 | 0 | 0 | 0
| 1392 |  |  |  |  | 0 | 0 | 0.0155 | 0 | 0.5595 | 0 | 0 | 0
| 1393 |  |  |  |  | 0 | 0 | 0.0155 | 0 | 0.5595 | 0 | 0 | 0
| 1394 |  |  |  |  | 0 | 0 | 0.0155 | 0 | 0.5595 | 0 | 0 | 0
| 1395 |  |  |  |  | 0 | 0 | 0.0155 | 0 | 0.5595 | 0 | 0 | 0
| 1396 |  |  |  |  | 0 | 0 | 0.0155 | 0 | 0.5595 | 0 | 0 | 0
| 1397 |  |  |  |  | 0 | 0 | 0.0155 | 0 | 0.5595 | 0 | 0 | 0
| 1398 |  |  |  |  | 0 | 0 | 0.0155 | 0 | 0.5595 | 0 | 0 | 0
| 1399 |  |  |  |  | 0 | 0 | 0.0155 | 0 | 0.5595 | 0 | 0 | 0
| 1400 |  |  |  |  | 0 | 0 | 0.0155 | 0 | 0.5595 | 0 | 0 | 0
| 1401 |  |  |  |  | 0 | 0 | 0.0155 | 0 | 0.5595 | 0 | 0 | 0
| 1402 |  |  |  |  | 0 | 0 | 0.0155 | 0 | 0.5595 | 0 | 0 | 0
| 1403 |  |  |  |  | 0 | 0 | 0.0155 | 0 | 0.5595 | 0 | 0 | 0
| 1404 |  |  |  |  | 0 | 0 | 0.0155 | 0 | 0.5595 | 0 | 0 | 0
| 1405 |  |  |  |  | 0 | 0 | 0.0155 | 0 | 0.5595 | 0 | 0 | 0
| 1406 |  |  |  |  | 0 | 0 | 0.0155 | 0 | 0.5595 | 0 | 0 | 0
| 1407 |  |  |  |  | 0 | 0 | 0.0155 | 0 | 0.5595 | 0 | 0 | 0
| 1408 |  |  |  |  | 0 | 0 | 0.0155 | 0 | 0.5595 | 0 | 0 | 0
| 1409 |  |  |  |  | 0 | 0 | 0.0155 | 0 | 0.5595 | 0 | 0 | 0
| 1410 |  |  |  |  | 0 | 0 | 0.0155 | 0 | 0.5595 | 0 | 0 | 0
| 1411 |  |  |  |  | 0 | 0 | 0.0155 | 0 | 0.5595 | 0 | 0 | 0
| 1412 |  |  |  |  | 0 | 0 | 0.0155 | 0 | 0.5595 | 0 | 0 | 0
| 1413 |  |  |  |  | 0 | 0 | 0.0155 | 0 | 0.5595 | 0 | 0 | 0
| 1414 |  |  |  |  | 0 | 0 | 0.0155 | 0 | 0.5595 | 0 | 0 | 0
| 1415 |  |  |  |  | 0 | 0 | 0.0155 | 0 | 0.5595 | 0 | 0 | 0
| 1416 |  |  |  |  | 0 | 0 | 0.0155 | 0 | 0.5595 | 0 | 0 | 0
| 1417 |  |  |  |  | 0 | 0 | 0.0155 | 0 | 0.5595 | 0 | 0 | 0
| 1418 |  |  |  |  | 0 | 0 | 0.0155 | 0 | 0.5595 | 0 | 0 | 0
| 1419 |  |  |  |  | 0 | 0 | 0.0155 | 0 | 0.5595 | 0 | 0 | 0
| 1420 |  |  |  |  | 0 | 0 | 0.0155 | 0 | 0.5595 | 0 | 0 | 0
| 1421 |  |  |  |  | 0 | 0 | 0.0155 | 0 | 0.5595 | 0 | 0 | 0
| 1422 |  |  |  |  | 0 | 0 | 0.0155 | 0 | 0.5595 | 0 | 0 | 0
| 1423 |  |  |  |  | 0 | 0 | 0.0155 | 0 | 0.5595 | 0 | 0 | 0
| 1424 |  |  |  |  | 0 | 0 | 0.0155 | 0 | 0.5595 | 0 | 0 | 0
| 1425 |  |  |  |  | 0 | 0 | 0.0155 | 0 | 0.5595 | 0 | 0 | 0
| 1426 |  |  |  |  | 0 | 0 | 0.0155 | 0 | 0.5595 | 0 | 0 | 0
| 1427 |  |  |  |  | 0 | 0 | 0.0155 | 0 | 0.5595 | 0 | 0 | 0
| 1428 |  |  |  |  | 0 | 0 | 0.0155 | 0 | 0.5595 | 0 | 0 | 0
| 1429 |  |  |  |  | 0 | 0 | 0.0155 | 0 | 0.5595 | 0 | 0 | 0
| 1430 |  |  |  |  | 0 | 0 | 0.0155 | 0 | 0.5595 | 0 | 0 | 0
| 1431 |  |  |  |  | 0 | 0 | 0.0155 | 0 | 0.5595 | 0 | 0 | 0
| 1432 |  |  |  |  | 0 | 0 | 0.0155 | 0 | 0.5595 | 0 | 0 | 0
| 1433 |  |  |  |  | 0 | 0 | 0.0155 | 0 | 0.5595 | 0 | 0 | 0
| 1434 |  |  |  |  | 0 | 0 | 0.0155 | 0 | 0.5595 | 0 | 0 | 0
| 1435 |  |  |  |  | 0 | 0 | 0.0155 | 0 | 0.5595 | 0 | 0 | 0
| 1436 |  |  |  |  | 0 | 0 | 0.0155 | 0 | 0.5595 | 0 | 0 | 0
| 1437 |  |  |  |  | 0 | 0 | 0.0155 | 0 | 0.5595 | 0 | 0 | 0
| 1438 |  |  |  |  | 0 | 0 | 0.0155 | 0 | 0.5595 | 0 | 0 | 0
| 1439 |  |  |  |  | 0 | 0 | 0.0155 | 0 | 0.5595 | 0 | 0 | 0
| 1440 |  |  |  |  | 0 | 0 | 0.0155 | 0 | 0.5595 | 0 | 0 | 0
| 1441 |  |  |  |  | 0 | 0 | 0.0155 | 0 | 0.5595 | 0 | 0 | 0
| 1442 |  |  |  |  | 0 | 0 | 0.0155 | 0 | 0.5595 | 0 | 0 | 0
| 1443 |  |  |  |  | 0 | 0 | 0.0155 | 0 | 0.5595 | 0 | 0 | 0
| 1444 |  |  |  |  | 0 | 0 | 0.0155 | 0 | 0.5595 | 0 | 0 | 0
| 1445 |  |  |  |  | 0 | 0 | 0.0155 | 0 | 0.5595 | 0 | 0 | 0
| 1446 |  |  |  |  | 0 | 0 | 0.0155 | 0 | 0.5595 | 0 | 0 | 0
| 1447 |  |  |  |  | 0 | 0 | 0.0155 | 0 | 0.5595 | 0 | 0 | 0
| 1448 |  |  |  |  | 0 | 0 | 0.0155 | 0 | 0.5595 | 0 | 0 | 0
| 1449 |  |  |  |  | 0 | 0 | 0.0155 | 0 | 0.5595 | 0 | 0 | 0
| 1450 |  |  |  |  | 0 | 0 | 0.0155 | 0 | 0.5595 | 0 | 0 | 0
| 1451 |  |  |  |  | 0 | 0 | 0.0155 | 0 | 0.5595 | 0 | 0 | 0
| 1452 |  |  |  |  | 0 | 0 | 0.0155 | 0 | 0.5595 | 0 | 0 | 0
| 1453 |  |  |  |  | 0 | 0 | 0.0155 | 0 | 0.5595 | 0 | 0 | 0
| 1454 |  |  |  |  | 0 | 0 | 0.0155 | 0 | 0.5595 | 0 | 0 | 0
| 1455 |  |  |  |  | 0 | 0 | 0.0155 | 0 | 0.5595 | 0 | 0 | 0
| 1456 |  |  |  |  | 0 | 0 | 0.0155 | 0 | 0.5595 | 0 | 0 | 0
| 1457 |  |  |  |  | 0 | 0 | 0.0155 | 0 | 0.5595 | 0 | 0 | 0
| 1458 |  |  |  |  | 0 | 0 | 0.0155 | 0 | 0.5595 | 0 | 0 | 0
| 1459 |  |  |  |  | 0 | 0 | 0.0155 | 0 | 0.5595 | 0 | 0 | 0
| 1460 |  |  |  |  | 0 | 0 | 0.0155 | 0 | 0.5595 | 0 | 0 | 0
| 1461 |  |  |  |  | 0 | 0 | 0.0155 | 0 | 0.5595 | 0 | 0 | 0
| 1462 |  |  |  |  | 0 | 0 | 0.0155 | 0 | 0.5595 | 0 | 0 | 0
| 1463 |  |  |  |  | 0 | 0 | 0.0155 | 0 | 0.5595 | 0 | 0 | 0
| 1464 |  |  |  |  | 0 | 0 | 0.0155 | 0 | 0.5595 | 0 | 0 | 0
| 1465 |  |  |  |  | 0 | 0 | 0.0155 | 0 | 0.5595 | 0 | 0 | 0
| 1466 |  |  |  |  | 0 | 0 | 0.0155 | 0 | 0.5595 | 0 | 0 | 0
| 1467 |  |  |  |  | 0 | 0 | 0.0155 | 0 | 0.5595 | 0 | 0 | 0
| 1468 |  |  |  |  | 0 | 0 | 0.0155 | 0 | 0.5595 | 0 | 0 | 0
| 1469 |  |  |  |  | 0 | 0 | 0.0155 | 0 | 0.5595 | 0 | 0 | 0
| 1470 |  |  |  |  | 0 | 0 | 0.0155 | 0 | 0.5595 | 0 | 0 | 0
| 1471 |  |  |  |  | 0 | 0 | 0.0155 | 0 | 0.5595 | 0 | 0 | 0
| 1472 |  |  |  |  | 0 | 0 | 0.0155 | 0 | 0.5595 | 0 | 0 | 0
| 1473 |  |  |  |  | 0 | 0 | 0.0155 | 0 | 0.5595 | 0 | 0 | 0
| 1474 |  |  |  |  | 0 | 0 | 0.0155 | 0 | 0.5595 | 0 | 0 | 0
| 1475 |  |  |  |  | 0 | 0 | 0.0155 | 0 | 0.5595 | 0 | 0 | 0
| 1476 |  |  |  |  | 0 | 0 | 0.0155 | 0 | 0.5595 | 0 | 0 | 0
| 1477 |  |  |  |  | 0 | 0 | 0.0155 | 0 | 0.5595 | 0 | 0 | 0
| 1478 |  |  |  |  | 0 | 0 | 0.0155 | 0 | 0.5595 | 0 | 0 | 0
| 1479 |  |  |  |  | 0 | 0 | 0.0155 | 0 | 0.5595 | 0 | 0 | 0
| 1480 |  |  |  |  | 0 | 0 | 0.0155 | 0 | 0.5595 | 0 | 0 | 0
| 1481 |  |  |  |  | 0 | 0 | 0.0155 | 0 | 0.5595 | 0 | 0 | 0
| 1482 |  |  |  |  | 0 | 0 | 0.0155 | 0 | 0.5595 | 0 | 0 | 0
| 1483 |  |  |  |  | 0 | 0 | 0.0155 | 0 | 0.5595 | 0 | 0 | 0
| 1484 |  |  |  |  | 0 | 0 | 0.0155 | 0 | 0.5595 | 0 | 0 | 0
| 1485 |  |  |  |  | 0 | 0 | 0.0155 | 0 | 0.5595 | 0 | 0 | 0
| 1486 |  |  |  |  | 0 | 0 | 0.0155 | 0 | 0.5595 | 0 | 0 | 0
| 1487 |  |  |  |  | 0 | 0 | 0.0155 | 0 | 0.5595 | 0 | 0 | 0
| 1488 |  |  |  |  | 0 | 0 | 0.0155 | 0 | 0.5595 | 0 | 0 | 0
| 1489 |  |  |  |  | 0 | 0 | 0.0155 | 0 | 0.5595 | 0 | 0 | 0
| 1490 |  |  |  |  | 0 | 0 | 0.0155 | 0 | 0.5595 | 0 | 0 | 0
| 1491 |  |  |  |  | 0 | 0 | 0.0155 | 0 | 0.5595 | 0 | 0 | 0
| 1492 |  |  |  |  | 0 | 0 | 0.0155 | 0 | 0.5595 | 0 | 0 | 0
| 1493 |  |  |  |  | 0 | 0 | 0.0155 | 0 | 0.5595 | 0 | 0 | 0
| 1494 |  |  |  |  | 0 | 0 | 0.0155 | 0 | 0.5595 | 0 | 0 | 0
| 1495 |  |  |  |  | 0 | 0 | 0.0155 | 0 | 0.5595 | 0 | 0 | 0
| 1496 |  |  |  |  | 0 | 0 | 0.0155 | 0 | 0.5595 | 0 | 0 | 0
| 1497 |  |  |  |  | 0 | 0 | 0.0155 | 0 | 0.5595 | 0 | 0 | 0
| 1498 |  |  |  |  | 0 | 0 | 0.0155 | 0 | 0.5595 | 0 | 0 | 0
| 1499 |  |  |  |  | 0 | 0 | 0.0155 | 0 | 0.5595 | 0 | 0 | 0
| 1500 |  |  |  |  | 0 | 0 | 0.0155 | 0 | 0.5595 | 0 | 0 | 0
| 1501 |  |  |  |  | 0 | 0 | 0.0155 | 0 | 0.5595 | 0 | 0 | 0
| 1502 |  |  |  |  | 0 | 0 | 0.0155 | 0 | 0.5595 | 0 | 0 | 0
| 1503 |  |  |  |  | 0 | 0 | 0.0155 | 0 | 0.5595 | 0 | 0 | 0
| 1504 |  |  |  |  | 0 | 0 | 0.0155 | 0 | 0.5595 | 0 | 0 | 0
| 1505 |  |  |  |  | 0 | 0 | 0.0155 | 0 | 0.5595 | 0 | 0 | 0
| 1506 |  |  |  |  | 0 | 0 | 0.0155 | 0 | 0.5595 | 0 | 0 | 0
| 1507 |  |  |  |  | 0 | 0 | 0.0155 | 0 | 0.5595 | 0 | 0 | 0
| 1508 |  |  |  |  | 0 | 0 | 0.0155 | 0 | 0.5595 | 0 | 0 | 0
| 1509 |  |  |  |  | 0 | 0 | 0.0155 | 0 | 0.5595 | 0 | 0 | 0
| 1510 |  |  |  |  | 0 | 0 | 0.0155 | 0 | 0.5595 | 0 | 0 | 0
| 1511 |  |  |  |  | 0 | 0 | 0.0155 | 0 | 0.5595 | 0 | 0 | 0
| 1512 |  |  |  |  | 0 | 0 | 0.0155 | 0 | 0.5595 | 0 | 0 | 0
| 1513 |  |  |  |  | 0 | 0 | 0.0155 | 0 | 0.5595 | 0 | 0 | 0
| 1514 |  |  |  |  | 0 | 0 | 0.0155 | 0 | 0.5595 | 0 | 0 | 0
| 1515 |  |  |  |  | 0 | 0 | 0.0155 | 0 | 0.5595 | 0 | 0 | 0
| 1516 |  |  |  |  | 0 | 0 | 0.0155 | 0 | 0.5595 | 0 | 0 | 0
| 1517 |  |  |  |  | 0 | 0 | 0.0155 | 0 | 0.5595 | 0 | 0 | 0
| 1518 |  |  |  |  | 0 | 0 | 0.0155 | 0 | 0.5595 | 0 | 0 | 0
| 1519 |  |  |  |  | 0 | 0 | 0.0155 | 0 | 0.5595 | 0 | 0 | 0
| 1520 |  |  |  |  | 0 | 0 | 0.0155 | 0 | 0.5595 | 0 | 0 | 0
| 1521 |  |  |  |  | 0 | 0 | 0.0155 | 0 | 0.5595 | 0 | 0 | 0
| 1522 |  |  |  |  | 0 | 0 | 0.0155 | 0 | 0.5595 | 0 | 0 | 0
| 1523 |  |  |  |  | 0 | 0 | 0.0155 | 0 | 0.5595 | 0 | 0 | 0
| 1524 |  |  |  |  | 0 | 0 | 0.0155 | 0 | 0.5595 | 0 | 0 | 0
| 1525 |  |  |  |  | 0 | 0 | 0.0155 | 0 | 0.5595 | 0 | 0 | 0
| 1526 |  |  |  |  | 0 | 0 | 0.0155 | 0 | 0.5595 | 0 | 0 | 0
| 1527 |  |  |  |  | 0 | 0 | 0.0155 | 0 | 0.5595 | 0 | 0 | 0
| 1528 |  |  |  |  | 0 | 0 | 0.0155 | 0 | 0.5595 | 0 | 0 | 0
| 1529 |  |  |  |  | 0 | 0 | 0.0155 | 0 | 0.5595 | 0 | 0 | 0
| 1530 |  |  |  |  | 0 | 0 | 0.0155 | 0 | 0.5595 | 0 | 0 | 0
| 1531 |  |  |  |  | 0 | 0 | 0.0155 | 0 | 0.5595 | 0 | 0 | 0
| 1532 |  |  |  |  | 0 | 0 | 0.0155 | 0 | 0.5595 | 0 | 0 | 0
| 1533 |  |  |  |  | 0 | 0 | 0.0155 | 0 | 0.5595 | 0 | 0 | 0
| 1534 |  |  |  |  | 0 | 0 | 0.0155 | 0 | 0.5595 | 0 | 0 | 0
| 1535 |  |  |  |  | 0 | 0 | 0.0155 | 0 | 0.5595 | 0 | 0 | 0
| 1536 |  |  |  |  | 0 | 0 | 0.0155 | 0 | 0.5595 | 0 | 0 | 0
| 1537 |  |  |  |  | 0 | 0 | 0.0155 | 0 | 0.5595 | 0 | 0 | 0
| 1538 |  |  |  |  | 0 | 0 | 0.0155 | 0 | 0.5595 | 0 | 0 | 0
| 1539 |  |  |  |  | 0 | 0 | 0.0155 | 0 | 0.5595 | 0 | 0 | 0
| 1540 |  |  |  |  | 0 | 0 | 0.0155 | 0 | 0.5595 | 0 | 0 | 0
| 1541 |  |  |  |  | 0 | 0 | 0.0155 | 0 | 0.5595 | 0 | 0 | 0
| 1542 |  |  |  |  | 0 | 0 | 0.0155 | 0 | 0.5595 | 0 | 0 | 0
| 1543 |  |  |  |  | 0 | 0 | 0.0155 | 0 | 0.5595 | 0 | 0 | 0
| 1544 |  |  |  |  | 0 | 0 | 0.0155 | 0 | 0.5595 | 0 | 0 | 0
| 1545 |  |  |  |  | 0 | 0 | 0.0155 | 0 | 0.5595 | 0 | 0 | 0
| 1546 |  |  |  |  | 0 | 0 | 0.0155 | 0 | 0.5595 | 0 | 0 | 0
| 1547 |  |  |  |  | 0 | 0 | 0.0155 | 0 | 0.5595 | 0 | 0 | 0
| 1548 |  |  |  |  | 0 | 0 | 0.0155 | 0 | 0.5595 | 0 | 0 | 0
| 1549 |  |  |  |  | 0 | 0 | 0.0155 | 0 | 0.5595 | 0 | 0 | 0
| 1550 |  |  |  |  | 0 | 0 | 0.0155 | 0 | 0.5595 | 0 | 0 | 0
| 1551 |  |  |  |  | 0 | 0 | 0.0155 | 0 | 0.5595 | 0 | 0 | 0
| 1552 |  |  |  |  | 0 | 0 | 0.0155 | 0 | 0.5595 | 0 | 0 | 0
| 1553 |  |  |  |  | 0 | 0 | 0.0155 | 0 | 0.5595 | 0 | 0 | 0
| 1554 |  |  |  |  | 0 | 0 | 0.0155 | 0 | 0.5595 | 0 | 0 | 0
| 1555 |  |  |  |  | 0 | 0 | 0.0155 | 0 | 0.5595 | 0 | 0 | 0
| 1556 |  |  |  |  | 0 | 0 | 0.0155 | 0 | 0.5595 | 0 | 0 | 0
| 1557 |  |  |  |  | 0 | 0 | 0.0155 | 0 | 0.5595 | 0 | 0 | 0
| 1558 |  |  |  |  | 0 | 0 | 0.0155 | 0 | 0.5595 | 0 | 0 | 0
| 1559 |  |  |  |  | 0 | 0 | 0.0155 | 0 | 0.5595 | 0 | 0 | 0
| 1560 |  |  |  |  | 0 | 0 | 0.0155 | 0 | 0.5595 | 0 | 0 | 0
| 1561 |  |  |  |  | 0 | 0 | 0.0155 | 0 | 0.5595 | 0 | 0 | 0
| 1562 |  |  |  |  | 0 | 0 | 0.0155 | 0 | 0.5595 | 0 | 0 | 0
| 1563 |  |  |  |  | 0 | 0 | 0.0155 | 0 | 0.5595 | 0 | 0 | 0
| 1564 |  |  |  |  | 0 | 0 | 0.0155 | 0 | 0.5595 | 0 | 0 | 0
| 1565 |  |  |  |  | 0 | 0 | 0.0155 | 0 | 0.5595 | 0 | 0 | 0
| 1566 |  |  |  |  | 0 | 0 | 0.0155 | 0 | 0.5595 | 0 | 0 | 0
| 1567 |  |  |  |  | 0 | 0 | 0.0155 | 0 | 0.5595 | 0 | 0 | 0
| 1568 |  |  |  |  | 0 | 0 | 0.0155 | 0 | 0.5595 | 0 | 0 | 0
| 1569 |  |  |  |  | 0 | 0 | 0.0155 | 0 | 0.5595 | 0 | 0 | 0
| 1570 |  |  |  |  | 0 | 0 | 0.0155 | 0 | 0.5595 | 0 | 0 | 0
| 1571 |  |  |  |  | 0 | 0 | 0.0155 | 0 | 0.5595 | 0 | 0 | 0
| 1572 |  |  |  |  | 0 | 0 | 0.0155 | 0 | 0.5595 | 0 | 0 | 0
| 1573 |  |  |  |  | 0 | 0 | 0.0155 | 0 | 0.5595 | 0 | 0 | 0
| 1574 |  |  |  |  | 0 | 0 | 0.0155 | 0 | 0.5595 | 0 | 0 | 0
| 1575 |  |  |  |  | 0 | 0 | 0.0155 | 0 | 0.5595 | 0 | 0 | 0
| 1576 |  |  |  |  | 0 | 0 | 0.0155 | 0 | 0.5595 | 0 | 0 | 0
| 1577 |  |  |  |  | 0 | 0 | 0.0155 | 0 | 0.5595 | 0 | 0 | 0
| 1578 |  |  |  |  | 0 | 0 | 0.0155 | 0 | 0.5595 | 0 | 0 | 0
| 1579 |  |  |  |  | 0 | 0 | 0.0155 | 0 | 0.5595 | 0 | 0 | 0
| 1580 |  |  |  |  | 0 | 0 | 0.0155 | 0 | 0.5595 | 0 | 0 | 0
| 1581 |  |  |  |  | 0 | 0 | 0.0155 | 0 | 0.5595 | 0 | 0 | 0
| 1582 |  |  |  |  | 0 | 0 | 0.0155 | 0 | 0.5595 | 0 | 0 | 0
| 1583 |  |  |  |  | 0 | 0 | 0.0155 | 0 | 0.5595 | 0 | 0 | 0
| 1584 |  |  |  |  | 0 | 0 | 0.0155 | 0 | 0.5595 | 0 | 0 | 0
| 1585 |  |  |  |  | 0 | 0 | 0.0155 | 0 | 0.5595 | 0 | 0 | 0
| 1586 |  |  |  |  | 0 | 0 | 0.0155 | 0 | 0.5595 | 0 | 0 | 0
| 1587 |  |  |  |  | 0 | 0 | 0.0155 | 0 | 0.5595 | 0 | 0 | 0
| 1588 |  |  |  |  | 0 | 0 | 0.0155 | 0 | 0.5595 | 0 | 0 | 0
| 1589 |  |  |  |  | 0 | 0 | 0.0155 | 0 | 0.5595 | 0 | 0 | 0
| 1590 |  |  |  |  | 0 | 0 | 0.0155 | 0 | 0.5595 | 0 | 0 | 0
| 1591 |  |  |  |  | 0 | 0 | 0.0155 | 0 | 0.5595 | 0 | 0 | 0
| 1592 |  |  |  |  | 0 | 0 | 0.0155 | 0 | 0.5595 | 0 | 0 | 0
| 1593 |  |  |  |  | 0 | 0 | 0.0155 | 0 | 0.5595 | 0 | 0 | 0
| 1594 |  |  |  |  | 0 | 0 | 0.0155 | 0 | 0.5595 | 0 | 0 | 0
| 1595 |  |  |  |  | 0 | 0 | 0.0155 | 0 | 0.5595 | 0 | 0 | 0
| 1596 |  |  |  |  | 0 | 0 | 0.0155 | 0 | 0.5595 | 0 | 0 | 0
| 1597 |  |  |  |  | 0 | 0 | 0.0155 | 0 | 0.5595 | 0 | 0 | 0
| 1598 |  |  |  |  | 0 | 0 | 0.0155 | 0 | 0.5595 | 0 | 0 | 0
| 1599 |  |  |  |  | 0 | 0 | 0.0155 | 0 | 0.5595 | 0 | 0 | 0
| 1600 |  |  |  |  | 0 | 0 | 0.0155 | 0 | 0.5595 | 0 | 0 | 0
| 1601 |  |  |  |  | 0 | 0 | 0.0155 | 0 | 0.5595 | 0 | 0 | 0
| 1602 |  |  |  |  | 0 | 0 | 0.0155 | 0 | 0.5595 | 0 | 0 | 0
| 1603 |  |  |  |  | 0 | 0 | 0.0155 | 0 | 0.5595 | 0 | 0 | 0
| 1604 |  |  |  |  | 0 | 0 | 0.0155 | 0 | 0.5595 | 0 | 0 | 0
| 1605 |  |  |  |  | 0 | 0 | 0.0155 | 0 | 0.5595 | 0 | 0 | 0
| 1606 |  |  |  |  | 0 | 0 | 0.0155 | 0 | 0.5595 | 0 | 0 | 0
| 1607 |  |  |  |  | 0 | 0 | 0.0155 | 0 | 0.5595 | 0 | 0 | 0
| 1608 |  |  |  |  | 0 | 0 | 0.0155 | 0 | 0.5595 | 0 | 0 | 0
| 1609 |  |  |  |  | 0 | 0 | 0.0155 | 0 | 0.5595 | 0 | 0 | 0
| 1610 |  |  |  |  | 0 | 0 | 0.0155 | 0 | 0.5595 | 0 | 0 | 0
| 1611 |  |  |  |  | 0 | 0 | 0.0155 | 0 | 0.5595 | 0 | 0 | 0
| 1612 |  |  |  |  | 0 | 0 | 0.0155 | 0 | 0.5595 | 0 | 0 | 0
| 1613 |  |  |  |  | 0 | 0 | 0.0155 | 0 | 0.5595 | 0 | 0 | 0
| 1614 |  |  |  |  | 0 | 0 | 0.0155 | 0 | 0.5595 | 0 | 0 | 0
| 1615 |  |  |  |  | 0 | 0 | 0.0155 | 0 | 0.5595 | 0 | 0 | 0
| 1616 |  |  |  |  | 0 | 0 | 0.0155 | 0 | 0.5595 | 0 | 0 | 0
| 1617 |  |  |  |  | 0 | 0 | 0.0155 | 0 | 0.5595 | 0 | 0 | 0
| 1618 |  |  |  |  | 0 | 0 | 0.0155 | 0 | 0.5595 | 0 | 0 | 0
| 1619 |  |  |  |  | 0 | 0 | 0.0155 | 0 | 0.5595 | 0 | 0 | 0
| 1620 |  |  |  |  | 0 | 0 | 0.0155 | 0 | 0.5595 | 0 | 0 | 0
| 1621 |  |  |  |  | 0 | 0 | 0.0155 | 0 | 0.5595 | 0 | 0 | 0
| 1622 |  |  |  |  | 0 | 0 | 0.0155 | 0 | 0.5595 | 0 | 0 | 0
| 1623 |  |  |  |  | 0 | 0 | 0.0155 | 0 | 0.5595 | 0 | 0 | 0
| 1624 |  |  |  |  | 0 | 0 | 0.0155 | 0 | 0.5595 | 0 | 0 | 0
| 1625 |  |  |  |  | 0 | 0 | 0.0155 | 0 | 0.5595 | 0 | 0 | 0
| 1626 |  |  |  |  | 0 | 0 | 0.0155 | 0 | 0.5595 | 0 | 0 | 0
| 1627 |  |  |  |  | 0 | 0 | 0.0155 | 0 | 0.5595 | 0 | 0 | 0
| 1628 |  |  |  |  | 0 | 0 | 0.0155 | 0 | 0.5595 | 0 | 0 | 0
| 1629 |  |  |  |  | 0 | 0 | 0.0155 | 0 | 0.5595 | 0 | 0 | 0
| 1630 |  |  |  |  | 0 | 0 | 0.0155 | 0 | 0.5595 | 0 | 0 | 0
| 1631 |  |  |  |  | 0 | 0 | 0.0155 | 0 | 0.5595 | 0 | 0 | 0
| 1632 |  |  |  |  | 0 | 0 | 0.0155 | 0 | 0.5595 | 0 | 0 | 0
| 1633 |  |  |  |  | 0 | 0 | 0.0155 | 0 | 0.5595 | 0 | 0 | 0
| 1634 |  |  |  |  | 0 | 0 | 0.0155 | 0 | 0.5595 | 0 | 0 | 0
| 1635 |  |  |  |  | 0 | 0 | 0.0155 | 0 | 0.5595 | 0 | 0 | 0
| 1636 |  |  |  |  | 0 | 0 | 0.0155 | 0 | 0.5595 | 0 | 0 | 0
| 1637 |  |  |  |  | 0 | 0 | 0.0155 | 0 | 0.5595 | 0 | 0 | 0
| 1638 |  |  |  |  | 0 | 0 | 0.0155 | 0 | 0.5595 | 0 | 0 | 0
| 1639 |  |  |  |  | 0 | 0 | 0.0155 | 0 | 0.5595 | 0 | 0 | 0
| 1640 |  |  |  |  | 0 | 0 | 0.0155 | 0 | 0.5595 | 0 | 0 | 0
| 1641 |  |  |  |  | 0 | 0 | 0.0155 | 0 | 0.5595 | 0 | 0 | 0
| 1642 |  |  |  |  | 0 | 0 | 0.0155 | 0 | 0.5595 | 0 | 0 | 0
| 1643 |  |  |  |  | 0 | 0 | 0.0155 | 0 | 0.5595 | 0 | 0 | 0
| 1644 |  |  |  |  | 0 | 0 | 0.0155 | 0 | 0.5595 | 0 | 0 | 0
| 1645 |  |  |  |  | 0 | 0 | 0.0155 | 0 | 0.5595 | 0 | 0 | 0
| 1646 |  |  |  |  | 0 | 0 | 0.0155 | 0 | 0.5595 | 0 | 0 | 0
| 1647 |  |  |  |  | 0 | 0 | 0.0155 | 0 | 0.5595 | 0 | 0 | 0
| 1648 |  |  |  |  | 0 | 0 | 0.0155 | 0 | 0.5595 | 0 | 0 | 0
| 1649 |  |  |  |  | 0 | 0 | 0.0155 | 0 | 0.5595 | 0 | 0 | 0
| 1650 |  |  |  |  | 0 | 0 | 0.0155 | 0 | 0.5595 | 0 | 0 | 0
| 1651 |  |  |  |  | 0 | 0 | 0.0155 | 0 | 0.5595 | 0 | 0 | 0
| 1652 |  |  |  |  | 0 | 0 | 0.0155 | 0 | 0.5595 | 0 | 0 | 0
| 1653 |  |  |  |  | 0 | 0 | 0.0155 | 0 | 0.5595 | 0 | 0 | 0
| 1654 |  |  |  |  | 0 | 0 | 0.0155 | 0 | 0.5595 | 0 | 0 | 0
| 1655 |  |  |  |  | 0 | 0 | 0.0155 | 0 | 0.5595 | 0 | 0 | 0
| 1656 |  |  |  |  | 0 | 0 | 0.0155 | 0 | 0.5595 | 0 | 0 | 0
| 1657 |  |  |  |  | 0 | 0 | 0.0155 | 0 | 0.5595 | 0 | 0 | 0
| 1658 |  |  |  |  | 0 | 0 | 0.0155 | 0 | 0.5595 | 0 | 0 | 0
| 1659 |  |  |  |  | 0 | 0 | 0.0155 | 0 | 0.5595 | 0 | 0 | 0
| 1660 |  |  |  |  | 0 | 0 | 0.0155 | 0 | 0.5595 | 0 | 0 | 0
| 1661 |  |  |  |  | 0 | 0 | 0.0155 | 0 | 0.5595 | 0 | 0 | 0
| 1662 |  |  |  |  | 0 | 0 | 0.0155 | 0 | 0.5595 | 0 | 0 | 0
| 1663 |  |  |  |  | 0 | 0 | 0.0155 | 0 | 0.5595 | 0 | 0 | 0
| 1664 |  |  |  |  | 0 | 0 | 0.0155 | 0 | 0.5595 | 0 | 0 | 0
| 1665 |  |  |  |  | 0 | 0 | 0.0155 | 0 | 0.5595 | 0 | 0 | 0
| 1666 |  |  |  |  | 0 | 0 | 0.0155 | 0 | 0.5595 | 0 | 0 | 0
| 1667 |  |  |  |  | 0 | 0 | 0.0155 | 0 | 0.5595 | 0 | 0 | 0
| 1668 |  |  |  |  | 0 | 0 | 0.0155 | 0 | 0.5595 | 0 | 0 | 0
| 1669 |  |  |  |  | 0 | 0 | 0.0155 | 0 | 0.5595 | 0 | 0 | 0
| 1670 |  |  |  |  | 0 | 0 | 0.0155 | 0 | 0.5595 | 0 | 0 | 0
| 1671 |  |  |  |  | 0 | 0 | 0.0155 | 0 | 0.5595 | 0 | 0 | 0
| 1672 |  |  |  |  | 0 | 0 | 0.0155 | 0 | 0.5595 | 0 | 0 | 0
| 1673 |  |  |  |  | 0 | 0 | 0.0155 | 0 | 0.5595 | 0 | 0 | 0
| 1674 |  |  |  |  | 0 | 0 | 0.0155 | 0 | 0.5595 | 0 | 0 | 0
| 1675 |  |  |  |  | 0 | 0 | 0.0155 | 0 | 0.5595 | 0 | 0 | 0
| 1676 |  |  |  |  | 0 | 0 | 0.0155 | 0 | 0.5595 | 0 | 0 | 0
| 1677 |  |  |  |  | 0 | 0 | 0.0155 | 0 | 0.5595 | 0 | 0 | 0
| 1678 |  |  |  |  | 0 | 0 | 0.0155 | 0 | 0.5595 | 0 | 0 | 0
| 1679 |  |  |  |  | 0 | 0 | 0.0155 | 0 | 0.5595 | 0 | 0 | 0
| 1680 |  |  |  |  | 0 | 0 | 0.0155 | 0 | 0.5595 | 0 | 0 | 0
| 1681 |  |  |  |  | 0 | 0 | 0.0155 | 0 | 0.5595 | 0 | 0 | 0
| 1682 |  |  |  |  | 0 | 0 | 0.0155 | 0 | 0.5595 | 0 | 0 | 0
| 1683 |  |  |  |  | 0 | 0 | 0.0155 | 0 | 0.5595 | 0 | 0 | 0
| 1684 |  |  |  |  | 0 | 0 | 0.0155 | 0 | 0.5595 | 0 | 0 | 0
| 1685 |  |  |  |  | 0 | 0 | 0.0155 | 0 | 0.5595 | 0 | 0 | 0
| 1686 |  |  |  |  | 0 | 0 | 0.0155 | 0 | 0.5595 | 0 | 0 | 0
| 1687 |  |  |  |  | 0 | 0 | 0.0155 | 0 | 0.5595 | 0 | 0 | 0
| 1688 |  |  |  |  | 0 | 0 | 0.0155 | 0 | 0.5595 | 0 | 0 | 0
| 1689 |  |  |  |  | 0 | 0 | 0.0155 | 0 | 0.5595 | 0 | 0 | 0
| 1690 |  |  |  |  | 0 | 0 | 0.0155 | 0 | 0.5595 | 0 | 0 | 0
| 1691 |  |  |  |  | 0 | 0 | 0.0155 | 0 | 0.5595 | 0 | 0 | 0
| 1692 |  |  |  |  | 0 | 0 | 0.0155 | 0 | 0.5595 | 0 | 0 | 0
| 1693 |  |  |  |  | 0 | 0 | 0.0155 | 0 | 0.5595 | 0 | 0 | 0
| 1694 |  |  |  |  | 0 | 0 | 0.0155 | 0 | 0.5595 | 0 | 0 | 0
| 1695 |  |  |  |  | 0 | 0 | 0.0155 | 0 | 0.5595 | 0 | 0 | 0
| 1696 |  |  |  |  | 0 | 0 | 0.0155 | 0 | 0.5595 | 0 | 0 | 0
| 1697 |  |  |  |  | 0 | 0 | 0.0155 | 0 | 0.5595 | 0 | 0 | 0
| 1698 |  |  |  |  | 0 | 0 | 0.0155 | 0 | 0.5595 | 0 | 0 | 0
| 1699 |  |  |  |  | 0 | 0 | 0.0155 | 0 | 0.5595 | 0 | 0 | 0
| 1700 |  |  |  |  | 0 | 0 | 0.0155 | 0 | 0.5595 | 0 | 0 | 0
| 1701 |  |  |  |  | 0 | 0 | 0.0155 | 0 | 0.5595 | 0 | 0 | 0
| 1702 |  |  |  |  | 0 | 0 | 0.0155 | 0 | 0.5595 | 0 | 0 | 0
| 1703 |  |  |  |  | 0 | 0 | 0.0155 | 0 | 0.5595 | 0 | 0 | 0
| 1704 |  |  |  |  | 0 | 0 | 0.0155 | 0 | 0.5595 | 0 | 0 | 0
| 1705 |  |  |  |  | 0 | 0 | 0.0155 | 0 | 0.5595 | 0 | 0 | 0
| 1706 |  |  |  |  | 0 | 0 | 0.0155 | 0 | 0.5595 | 0 | 0 | 0
| 1707 |  |  |  |  | 0 | 0 | 0.0155 | 0 | 0.5595 | 0 | 0 | 0
| 1708 |  |  |  |  | 0 | 0 | 0.0155 | 0 | 0.5595 | 0 | 0 | 0
| 1709 |  |  |  |  | 0 | 0 | 0.0155 | 0 | 0.5595 | 0 | 0 | 0
| 1710 |  |  |  |  | 0 | 0 | 0.0155 | 0 | 0.5595 | 0 | 0 | 0
| 1711 |  |  |  |  | 0 | 0 | 0.0155 | 0 | 0.5595 | 0 | 0 | 0
| 1712 |  |  |  |  | 0 | 0 | 0.0155 | 0 | 0.5595 | 0 | 0 | 0
| 1713 |  |  |  |  | 0 | 0 | 0.0155 | 0 | 0.5595 | 0 | 0 | 0
| 1714 |  |  |  |  | 0 | 0 | 0.0155 | 0 | 0.5595 | 0 | 0 | 0
| 1715 |  |  |  |  | 0 | 0 | 0.0155 | 0 | 0.5595 | 0 | 0 | 0
| 1716 |  |  |  |  | 0 | 0 | 0.0155 | 0 | 0.5595 | 0 | 0 | 0
| 1717 |  |  |  |  | 0 | 0 | 0.0155 | 0 | 0.5595 | 0 | 0 | 0
| 1718 |  |  |  |  | 0 | 0 | 0.0155 | 0 | 0.5595 | 0 | 0 | 0
| 1719 |  |  |  |  | 0 | 0 | 0.0155 | 0 | 0.5595 | 0 | 0 | 0
| 1720 |  |  |  |  | 0 | 0 | 0.0155 | 0 | 0.5595 | 0 | 0 | 0
| 1721 |  |  |  |  | 0 | 0 | 0.0155 | 0 | 0.5595 | 0 | 0 | 0
| 1722 |  |  |  |  | 0 | 0 | 0.0155 | 0 | 0.5595 | 0 | 0 | 0
| 1723 |  |  |  |  | 0 | 0 | 0.0155 | 0 | 0.5595 | 0 | 0 | 0
| 1724 |  |  |  |  | 0 | 0 | 0.0155 | 0 | 0.5595 | 0 | 0 | 0
| 1725 |  |  |  |  | 0 | 0 | 0.0155 | 0 | 0.5595 | 0 | 0 | 0
| 1726 |  |  |  |  | 0 | 0 | 0.0155 | 0 | 0.5595 | 0 | 0 | 0
| 1727 |  |  |  |  | 0 | 0 | 0.0155 | 0 | 0.5595 | 0 | 0 | 0
| 1728 |  |  |  |  | 0 | 0 | 0.0155 | 0 | 0.5595 | 0 | 0 | 0
| 1729 |  |  |  |  | 0 | 0 | 0.0155 | 0 | 0.5595 | 0 | 0 | 0
| 1730 |  |  |  |  | 0 | 0 | 0.0155 | 0 | 0.5595 | 0 | 0 | 0
| 1731 |  |  |  |  | 0 | 0 | 0.0155 | 0 | 0.5595 | 0 | 0 | 0
| 1732 |  |  |  |  | 0 | 0 | 0.0155 | 0 | 0.5595 | 0 | 0 | 0
| 1733 |  |  |  |  | 0 | 0 | 0.0155 | 0 | 0.5595 | 0 | 0 | 0
| 1734 |  |  |  |  | 0 | 0 | 0.0155 | 0 | 0.5595 | 0 | 0 | 0
| 1735 |  |  |  |  | 0 | 0 | 0.0155 | 0 | 0.5595 | 0 | 0 | 0
| 1736 |  |  |  |  | 0 | 0 | 0.0155 | 0 | 0.5595 | 0 | 0 | 0
| 1737 |  |  |  |  | 0 | 0 | 0.0155 | 0 | 0.5595 | 0 | 0 | 0
| 1738 |  |  |  |  | 0 | 0 | 0.0155 | 0 | 0.5595 | 0 | 0 | 0
| 1739 |  |  |  |  | 0 | 0 | 0.0155 | 0 | 0.5595 | 0 | 0 | 0
| 1740 |  |  |  |  | 0 | 0 | 0.0155 | 0 | 0.5595 | 0 | 0 | 0
| 1741 |  |  |  |  | 0 | 0 | 0.0155 | 0 | 0.5595 | 0 | 0 | 0
| 1742 |  |  |  |  | 0 | 0 | 0.0155 | 0 | 0.5595 | 0 | 0 | 0
| 1743 |  |  |  |  | 0 | 0 | 0.0155 | 0 | 0.5595 | 0 | 0 | 0
| 1744 |  |  |  |  | 0 | 0 | 0.0155 | 0 | 0.5595 | 0 | 0 | 0
| 1745 |  |  |  |  | 0 | 0 | 0.0155 | 0 | 0.5595 | 0 | 0 | 0
| 1746 |  |  |  |  | 0 | 0 | 0.0155 | 0 | 0.5595 | 0 | 0 | 0
| 1747 |  |  |  |  | 0 | 0 | 0.0155 | 0 | 0.5595 | 0 | 0 | 0
| 1748 |  |  |  |  | 0 | 0 | 0.0155 | 0 | 0.5595 | 0 | 0 | 0
| 1749 |  |  |  |  | 0 | 0 | 0.0155 | 0 | 0.5595 | 0 | 0 | 0
| 1750 |  |  |  |  | 0 | 0 | 0.0155 | 0 | 0.5595 | 0 | 0 | 0
| 1751 |  |  |  |  | 0 | 0 | 0.0155 | 0 | 0.5595 | 0 | 0 | 0
| 1752 |  |  |  |  | 0 | 0 | 0.0155 | 0 | 0.5595 | 0 | 0 | 0
| 1753 |  |  |  |  | 0 | 0 | 0.0155 | 0 | 0.5595 | 0 | 0 | 0
| 1754 |  |  |  |  | 0 | 0 | 0.0155 | 0 | 0.5595 | 0 | 0 | 0
| 1755 |  |  |  |  | 0 | 0 | 0.0155 | 0 | 0.5595 | 0 | 0 | 0
| 1756 |  |  |  |  | 0 | 0 | 0.0155 | 0 | 0.5595 | 0 | 0 | 0
| 1757 |  |  |  |  | 0 | 0 | 0.0155 | 0 | 0.5595 | 0 | 0 | 0
| 1758 |  |  |  |  | 0 | 0 | 0.0155 | 0 | 0.5595 | 0 | 0 | 0
| 1759 |  |  |  |  | 0 | 0 | 0.0155 | 0 | 0.5595 | 0 | 0 | 0
| 1760 |  |  |  |  | 0 | 0 | 0.0155 | 0 | 0.5595 | 0 | 0 | 0
| 1761 |  |  |  |  | 0 | 0 | 0.0155 | 0 | 0.5595 | 0 | 0 | 0
| 1762 |  |  |  |  | 0 | 0 | 0.0155 | 0 | 0.5595 | 0 | 0 | 0
| 1763 |  |  |  |  | 0 | 0 | 0.0155 | 0 | 0.5595 | 0 | 0 | 0
| 1764 |  |  |  |  | 0 | 0 | 0.0155 | 0 | 0.5595 | 0 | 0 | 0
| 1765 |  |  |  |  | 0 | 0 | 0.0155 | 0 | 0.5595 | 0 | 0 | 0
| 1766 |  |  |  |  | 0 | 0 | 0.0155 | 0 | 0.5595 | 0 | 0 | 0
| 1767 |  |  |  |  | 0 | 0 | 0.0155 | 0 | 0.5595 | 0 | 0 | 0
| 1768 |  |  |  |  | 0 | 0 | 0.0155 | 0 | 0.5595 | 0 | 0 | 0
| 1769 |  |  |  |  | 0 | 0 | 0.0155 | 0 | 0.5595 | 0 | 0 | 0
| 1770 |  |  |  |  | 0 | 0 | 0.0155 | 0 | 0.5595 | 0 | 0 | 0
| 1771 |  |  |  |  | 0 | 0 | 0.0155 | 0 | 0.5595 | 0 | 0 | 0
| 1772 |  |  |  |  | 0 | 0 | 0.0155 | 0 | 0.5595 | 0 | 0 | 0
| 1773 |  |  |  |  | 0 | 0 | 0.0155 | 0 | 0.5595 | 0 | 0 | 0
| 1774 |  |  |  |  | 0 | 0 | 0.0155 | 0 | 0.5595 | 0 | 0 | 0
| 1775 |  |  |  |  | 0 | 0 | 0.0155 | 0 | 0.5595 | 0 | 0 | 0
| 1776 |  |  |  |  | 0 | 0 | 0.0155 | 0 | 0.5595 | 0 | 0 | 0
| 1777 |  |  |  |  | 0 | 0 | 0.0155 | 0 | 0.5595 | 0 | 0 | 0
| 1778 |  |  |  |  | 0 | 0 | 0.0155 | 0 | 0.5595 | 0 | 0 | 0
| 1779 |  |  |  |  | 0 | 0 | 0.0155 | 0 | 0.5595 | 0 | 0 | 0
| 1780 |  |  |  |  | 0 | 0 | 0.0155 | 0 | 0.5595 | 0 | 0 | 0
| 1781 |  |  |  |  | 0 | 0 | 0.0155 | 0 | 0.5595 | 0 | 0 | 0
| 1782 |  |  |  |  | 0 | 0 | 0.0155 | 0 | 0.5595 | 0 | 0 | 0
| 1783 |  |  |  |  | 0 | 0 | 0.0155 | 0 | 0.5595 | 0 | 0 | 0
| 1784 |  |  |  |  | 0 | 0 | 0.0155 | 0 | 0.5595 | 0 | 0 | 0
| 1785 |  |  |  |  | 0 | 0 | 0.0155 | 0 | 0.5595 | 0 | 0 | 0
| 1786 |  |  |  |  | 0 | 0 | 0.0155 | 0 | 0.5595 | 0 | 0 | 0
| 1787 |  |  |  |  | 0 | 0 | 0.0155 | 0 | 0.5595 | 0 | 0 | 0
| 1788 |  |  |  |  | 0 | 0 | 0.0155 | 0 | 0.5595 | 0 | 0 | 0
| 1789 |  |  |  |  | 0 | 0 | 0.0155 | 0 | 0.5595 | 0 | 0 | 0
| 1790 |  |  |  |  | 0 | 0 | 0.0155 | 0 | 0.5595 | 0 | 0 | 0
| 1791 |  |  |  |  | 0 | 0 | 0.0155 | 0 | 0.5595 | 0 | 0 | 0
| 1792 |  |  |  |  | 0 | 0 | 0.0155 | 0 | 0.5595 | 0 | 0 | 0
| 1793 |  |  |  |  | 0 | 0 | 0.0155 | 0 | 0.5595 | 0 | 0 | 0
| 1794 |  |  |  |  | 0 | 0 | 0.0155 | 0 | 0.5595 | 0 | 0 | 0
| 1795 |  |  |  |  | 0 | 0 | 0.0155 | 0 | 0.5595 | 0 | 0 | 0
| 1796 |  |  |  |  | 0 | 0 | 0.0155 | 0 | 0.5595 | 0 | 0 | 0
| 1797 |  |  |  |  | 0 | 0 | 0.0155 | 0 | 0.5595 | 0 | 0 | 0
| 1798 |  |  |  |  | 0 | 0 | 0.0155 | 0 | 0.5595 | 0 | 0 | 0
| 1799 |  |  |  |  | 0 | 0 | 0.0155 | 0 | 0.5595 | 0 | 0 | 0
| 1800 |  |  |  |  | 0 | 0 | 0.0155 | 0 | 0.5595 | 0 | 0 | 0
| 1801 |  |  |  |  | 0 | 0 | 0.0155 | 0 | 0.5595 | 0 | 0 | 0
| 1802 |  |  |  |  | 0 | 0 | 0.0155 | 0 | 0.5595 | 0 | 0 | 0
| 1803 |  |  |  |  | 0 | 0 | 0.0155 | 0 | 0.5595 | 0 | 0 | 0
| 1804 |  |  |  |  | 0 | 0 | 0.0155 | 0 | 0.5595 | 0 | 0 | 0
| 1805 |  |  |  |  | 0 | 0 | 0.0155 | 0 | 0.5595 | 0 | 0 | 0
| 1806 |  |  |  |  | 0 | 0 | 0.0155 | 0 | 0.5595 | 0 | 0 | 0
| 1807 |  |  |  |  | 0 | 0 | 0.0155 | 0 | 0.5595 | 0 | 0 | 0
| 1808 |  |  |  |  | 0 | 0 | 0.0155 | 0 | 0.5595 | 0 | 0 | 0
| 1809 |  |  |  |  | 0 | 0 | 0.0155 | 0 | 0.5595 | 0 | 0 | 0
| 1810 |  |  |  |  | 0 | 0 | 0.0155 | 0 | 0.5595 | 0 | 0 | 0
| 1811 |  |  |  |  | 0 | 0 | 0.0155 | 0 | 0.5595 | 0 | 0 | 0
| 1812 |  |  |  |  | 0 | 0 | 0.0155 | 0 | 0.5595 | 0 | 0 | 0
| 1813 |  |  |  |  | 0 | 0 | 0.0155 | 0 | 0.5595 | 0 | 0 | 0
| 1814 |  |  |  |  | 0 | 0 | 0.0155 | 0 | 0.5595 | 0 | 0 | 0
| 1815 |  |  |  |  | 0 | 0 | 0.0155 | 0 | 0.5595 | 0 | 0 | 0
| 1816 |  |  |  |  | 0 | 0 | 0.0155 | 0 | 0.5595 | 0 | 0 | 0
| 1817 |  |  |  |  | 0 | 0 | 0.0155 | 0 | 0.5595 | 0 | 0 | 0
| 1818 |  |  |  |  | 0 | 0 | 0.0155 | 0 | 0.5595 | 0 | 0 | 0
| 1819 |  |  |  |  | 0 | 0 | 0.0155 | 0 | 0.5595 | 0 | 0 | 0
| 1820 |  |  |  |  | 0 | 0 | 0.0155 | 0 | 0.5595 | 0 | 0 | 0
| 1821 |  |  |  |  | 0 | 0 | 0.0155 | 0 | 0.5595 | 0 | 0 | 0
| 1822 |  |  |  |  | 0 | 0 | 0.0155 | 0 | 0.5595 | 0 | 0 | 0
| 1823 |  |  |  |  | 0 | 0 | 0.0155 | 0 | 0.5595 | 0 | 0 | 0
| 1824 |  |  |  |  | 0 | 0 | 0.0155 | 0 | 0.5595 | 0 | 0 | 0
| 1825 |  |  |  |  | 0 | 0 | 0.0155 | 0 | 0.5595 | 0 | 0 | 0
| 1826 |  |  |  |  | 0 | 0 | 0.0155 | 0 | 0.5595 | 0 | 0 | 0
| 1827 |  |  |  |  | 0 | 0 | 0.0155 | 0 | 0.5595 | 0 | 0 | 0
| 1828 |  |  |  |  | 0 | 0 | 0.0155 | 0 | 0.5595 | 0 | 0 | 0
| 1829 |  |  |  |  | 0 | 0 | 0.0155 | 0 | 0.5595 | 0 | 0 | 0
| 1830 |  |  |  |  | 0 | 0 | 0.0155 | 0 | 0.5595 | 0 | 0 | 0
| 1831 |  |  |  |  | 0 | 0 | 0.0155 | 0 | 0.5595 | 0 | 0 | 0
| 1832 |  |  |  |  | 0 | 0 | 0.0155 | 0 | 0.5595 | 0 | 0 | 0
| 1833 |  |  |  |  | 0 | 0 | 0.0155 | 0 | 0.5595 | 0 | 0 | 0
| 1834 |  |  |  |  | 0 | 0 | 0.0155 | 0 | 0.5595 | 0 | 0 | 0
| 1835 |  |  |  |  | 0 | 0 | 0.0155 | 0 | 0.5595 | 0 | 0 | 0
| 1836 |  |  |  |  | 0 | 0 | 0.0155 | 0 | 0.5595 | 0 | 0 | 0
| 1837 |  |  |  |  | 0 | 0 | 0.0155 | 0 | 0.5595 | 0 | 0 | 0
| 1838 |  |  |  |  | 0 | 0 | 0.0155 | 0 | 0.5595 | 0 | 0 | 0
| 1839 |  |  |  |  | 0 | 0 | 0.0155 | 0 | 0.5595 | 0 | 0 | 0
| 1840 |  |  |  |  | 0 | 0 | 0.0155 | 0 | 0.5595 | 0 | 0 | 0
| 1841 |  |  |  |  | 0 | 0 | 0.0155 | 0 | 0.5595 | 0 | 0 | 0
| 1842 |  |  |  |  | 0 | 0 | 0.0155 | 0 | 0.5595 | 0 | 0 | 0
| 1843 |  |  |  |  | 0 | 0 | 0.0155 | 0 | 0.5595 | 0 | 0 | 0
| 1844 |  |  |  |  | 0 | 0 | 0.0155 | 0 | 0.5595 | 0 | 0 | 0
| 1845 |  |  |  |  | 0 | 0 | 0.0155 | 0 | 0.5595 | 0 | 0 | 0
| 1846 |  |  |  |  | 0 | 0 | 0.0155 | 0 | 0.5595 | 0 | 0 | 0
| 1847 |  |  |  |  | 0 | 0 | 0.0155 | 0 | 0.5595 | 0 | 0 | 0
| 1848 |  |  |  |  | 0 | 0 | 0.0155 | 0 | 0.5595 | 0 | 0 | 0
| 1849 |  |  |  |  | 0 | 0 | 0.0155 | 0 | 0.5595 | 0 | 0 | 0
| 1850 |  |  |  |  | 0 | 0 | 0.0155 | 0 | 0.5595 | 0 | 0 | 0
| 1851 |  |  |  |  | 0 | 0 | 0.0155 | 0 | 0.5595 | 0 | 0 | 0
| 1852 |  |  |  |  | 0 | 0 | 0.0155 | 0 | 0.5595 | 0 | 0 | 0
| 1853 |  |  |  |  | 0 | 0 | 0.0155 | 0 | 0.5595 | 0 | 0 | 0
| 1854 |  |  |  |  | 0 | 0 | 0.0155 | 0 | 0.5595 | 0 | 0 | 0
| 1855 |  |  |  |  | 0 | 0 | 0.0155 | 0 | 0.5595 | 0 | 0 | 0
| 1856 |  |  |  |  | 0 | 0 | 0.0155 | 0 | 0.5595 | 0 | 0 | 0
| 1857 |  |  |  |  | 0 | 0 | 0.0155 | 0 | 0.5595 | 0 | 0 | 0
| 1858 |  |  |  |  | 0 | 0 | 0.0155 | 0 | 0.5595 | 0 | 0 | 0
| 1859 |  |  |  |  | 0 | 0 | 0.0155 | 0 | 0.5595 | 0 | 0 | 0
| 1860 |  |  |  |  | 0 | 0 | 0.0155 | 0 | 0.5595 | 0 | 0 | 0
| 1861 |  |  |  |  | 0 | 0 | 0.0155 | 0 | 0.5595 | 0 | 0 | 0
| 1862 |  |  |  |  | 0 | 0 | 0.0155 | 0 | 0.5595 | 0 | 0 | 0
| 1863 |  |  |  |  | 0 | 0 | 0.0155 | 0 | 0.5595 | 0 | 0 | 0
| 1864 |  |  |  |  | 0 | 0 | 0.0155 | 0 | 0.5595 | 0 | 0 | 0
| 1865 |  |  |  |  | 0 | 0 | 0.0155 | 0 | 0.5595 | 0 | 0 | 0
| 1866 |  |  |  |  | 0 | 0 | 0.0155 | 0 | 0.5595 | 0 | 0 | 0
| 1867 |  |  |  |  | 0 | 0 | 0.0155 | 0 | 0.5595 | 0 | 0 | 0
| 1868 |  |  |  |  | 0 | 0 | 0.0155 | 0 | 0.5595 | 0 | 0 | 0
| 1869 |  |  |  |  | 0 | 0 | 0.0155 | 0 | 0.5595 | 0 | 0 | 0
| 1870 |  |  |  |  | 0 | 0 | 0.0155 | 0 | 0.5595 | 0 | 0 | 0
| 1871 |  |  |  |  | 0 | 0 | 0.0155 | 0 | 0.5595 | 0 | 0 | 0
| 1872 |  |  |  |  | 0 | 0 | 0.0155 | 0 | 0.5595 | 0 | 0 | 0
| 1873 |  |  |  |  | 0 | 0 | 0.0155 | 0 | 0.5595 | 0 | 0 | 0
| 1874 |  |  |  |  | 0 | 0 | 0.0155 | 0 | 0.5595 | 0 | 0 | 0
| 1875 |  |  |  |  | 0 | 0 | 0.0155 | 0 | 0.5595 | 0 | 0 | 0
| 1876 |  |  |  |  | 0 | 0 | 0.0155 | 0 | 0.5595 | 0 | 0 | 0
| 1877 |  |  |  |  | 0 | 0 | 0.0155 | 0 | 0.5595 | 0 | 0 | 0
| 1878 |  |  |  |  | 0 | 0 | 0.0155 | 0 | 0.5595 | 0 | 0 | 0
| 1879 |  |  |  |  | 0 | 0 | 0.0155 | 0 | 0.5595 | 0 | 0 | 0
| 1880 |  |  |  |  | 0 | 0 | 0.0155 | 0 | 0.5595 | 0 | 0 | 0
| 1881 |  |  |  |  | 0 | 0 | 0.0155 | 0 | 0.5595 | 0 | 0 | 0
| 1882 |  |  |  |  | 0 | 0 | 0.0155 | 0 | 0.5595 | 0 | 0 | 0
| 1883 |  |  |  |  | 0 | 0 | 0.0155 | 0 | 0.5595 | 0 | 0 | 0
| 1884 |  |  |  |  | 0 | 0 | 0.0155 | 0 | 0.5595 | 0 | 0 | 0
| 1885 |  |  |  |  | 0 | 0 | 0.0155 | 0 | 0.5595 | 0 | 0 | 0
| 1886 |  |  |  |  | 0 | 0 | 0.0155 | 0 | 0.5595 | 0 | 0 | 0
| 1887 |  |  |  |  | 0 | 0 | 0.0155 | 0 | 0.5595 | 0 | 0 | 0
| 1888 |  |  |  |  | 0 | 0 | 0.0155 | 0 | 0.5595 | 0 | 0 | 0
| 1889 |  |  |  |  | 0 | 0 | 0.0155 | 0 | 0.5595 | 0 | 0 | 0
| 1890 |  |  |  |  | 0 | 0 | 0.0155 | 0 | 0.5595 | 0 | 0 | 0
| 1891 |  |  |  |  | 0 | 0 | 0.0155 | 0 | 0.5595 | 0 | 0 | 0
| 1892 |  |  |  |  | 0 | 0 | 0.0155 | 0 | 0.5595 | 0 | 0 | 0
| 1893 |  |  |  |  | 0 | 0 | 0.0155 | 0 | 0.5595 | 0 | 0 | 0
| 1894 |  |  |  |  | 0 | 0 | 0.0155 | 0 | 0.5595 | 0 | 0 | 0
| 1895 |  |  |  |  | 0 | 0 | 0.0155 | 0 | 0.5595 | 0 | 0 | 0
| 1896 |  |  |  |  | 0 | 0 | 0.0155 | 0 | 0.5595 | 0 | 0 | 0
| 1897 |  |  |  |  | 0 | 0 | 0.0155 | 0 | 0.5595 | 0 | 0 | 0
| 1898 |  |  |  |  | 0 | 0 | 0.0155 | 0 | 0.5595 | 0 | 0 | 0
| 1899 |  |  |  |  | 0 | 0 | 0.0155 | 0 | 0.5595 | 0 | 0 | 0
| 1900 |  |  |  |  | 0 | 0 | 0.0155 | 0 | 0.5595 | 0 | 0 | 0
| 1901 |  |  |  |  | 0 | 0 | 0.0155 | 0 | 0.5595 | 0 | 0 | 0
| 1902 |  |  |  |  | 0 | 0 | 0.0155 | 0 | 0.5595 | 0 | 0 | 0
| 1903 |  |  |  |  | 0 | 0 | 0.0155 | 0 | 0.5595 | 0 | 0 | 0
| 1904 |  |  |  |  | 0 | 0 | 0.0155 | 0 | 0.5595 | 0 | 0 | 0
| 1905 |  |  |  |  | 0 | 0 | 0.0155 | 0 | 0.5595 | 0 | 0 | 0
| 1906 |  |  |  |  | 0 | 0 | 0.0155 | 0 | 0.5595 | 0 | 0 | 0
| 1907 |  |  |  |  | 0 | 0 | 0.0155 | 0 | 0.5595 | 0 | 0 | 0
| 1908 |  |  |  |  | 0 | 0 | 0.0155 | 0 | 0.5595 | 0 | 0 | 0
| 1909 |  |  |  |  | 0 | 0 | 0.0155 | 0 | 0.5595 | 0 | 0 | 0
| 1910 |  |  |  |  | 0 | 0 | 0.0155 | 0 | 0.5595 | 0 | 0 | 0
| 1911 |  |  |  |  | 0 | 0 | 0.0155 | 0 | 0.5595 | 0 | 0 | 0
| 1912 |  |  |  |  | 0 | 0 | 0.0155 | 0 | 0.5595 | 0 | 0 | 0
| 1913 |  |  |  |  | 0 | 0 | 0.0155 | 0 | 0.5595 | 0 | 0 | 0
| 1914 |  |  |  |  | 0 | 0 | 0.0155 | 0 | 0.5595 | 0 | 0 | 0
| 1915 |  |  |  |  | 0 | 0 | 0.0155 | 0 | 0.5595 | 0 | 0 | 0
| 1916 |  |  |  |  | 0 | 0 | 0.0155 | 0 | 0.5595 | 0 | 0 | 0
| 1917 |  |  |  |  | 0 | 0 | 0.0155 | 0 | 0.5595 | 0 | 0 | 0
| 1918 |  |  |  |  | 0 | 0 | 0.0155 | 0 | 0.5595 | 0 | 0 | 0
| 1919 |  |  |  |  | 0 | 0 | 0.0155 | 0 | 0.5595 | 0 | 0 | 0
| 1920 |  |  |  |  | 0 | 0 | 0.0155 | 0 | 0.5595 | 0 | 0 | 0
| 1921 |  |  |  |  | 0 | 0 | 0.0155 | 0 | 0.5595 | 0 | 0 | 0
| 1922 |  |  |  |  | 0 | 0 | 0.0155 | 0 | 0.5595 | 0 | 0 | 0
| 1923 |  |  |  |  | 0 | 0 | 0.0155 | 0 | 0.5595 | 0 | 0 | 0
| 1924 |  |  |  |  | 0 | 0 | 0.0155 | 0 | 0.5595 | 0 | 0 | 0
| 1925 |  |  |  |  | 0 | 0 | 0.0155 | 0 | 0.5595 | 0 | 0 | 0
| 1926 |  |  |  |  | 0 | 0 | 0.0155 | 0 | 0.5595 | 0 | 0 | 0
| 1927 |  |  |  |  | 0 | 0 | 0.0155 | 0 | 0.5595 | 0 | 0 | 0
| 1928 |  |  |  |  | 0 | 0 | 0.0155 | 0 | 0.5595 | 0 | 0 | 0
| 1929 |  |  |  |  | 0 | 0 | 0.0155 | 0 | 0.5595 | 0 | 0 | 0
| 1930 |  |  |  |  | 0 | 0 | 0.0155 | 0 | 0.5595 | 0 | 0 | 0
| 1931 |  |  |  |  | 0 | 0 | 0.0155 | 0 | 0.5595 | 0 | 0 | 0
| 1932 |  |  |  |  | 0 | 0 | 0.0155 | 0 | 0.5595 | 0 | 0 | 0
| 1933 |  |  |  |  | 0 | 0 | 0.0155 | 0 | 0.5595 | 0 | 0 | 0
| 1934 |  |  |  |  | 0 | 0 | 0.0155 | 0 | 0.5595 | 0 | 0 | 0
| 1935 |  |  |  |  | 0 | 0 | 0.0155 | 0 | 0.5595 | 0 | 0 | 0
| 1936 |  |  |  |  | 0 | 0 | 0.0155 | 0 | 0.5595 | 0 | 0 | 0
| 1937 |  |  |  |  | 0 | 0 | 0.0155 | 0 | 0.5595 | 0 | 0 | 0
| 1938 |  |  |  |  | 0 | 0 | 0.0155 | 0 | 0.5595 | 0 | 0 | 0
| 1939 |  |  |  |  | 0 | 0 | 0.0155 | 0 | 0.5595 | 0 | 0 | 0
| 1940 |  |  |  |  | 0 | 0 | 0.0155 | 0 | 0.5595 | 0 | 0 | 0
| 1941 |  |  |  |  | 0 | 0 | 0.0155 | 0 | 0.5595 | 0 | 0 | 0
| 1942 |  |  |  |  | 0 | 0 | 0.0155 | 0 | 0.5595 | 0 | 0 | 0
| 1943 |  |  |  |  | 0 | 0 | 0.0155 | 0 | 0.5595 | 0 | 0 | 0
| 1944 |  |  |  |  | 0 | 0 | 0.0155 | 0 | 0.5595 | 0 | 0 | 0
| 1945 |  |  |  |  | 0 | 0 | 0.0155 | 0 | 0.5595 | 0 | 0 | 0
| 1946 |  |  |  |  | 0 | 0 | 0.0155 | 0 | 0.5595 | 0 | 0 | 0
| 1947 |  |  |  |  | 0 | 0 | 0.0155 | 0 | 0.5595 | 0 | 0 | 0
| 1948 |  |  |  |  | 0 | 0 | 0.0155 | 0 | 0.5595 | 0 | 0 | 0
| 1949 |  |  |  |  | 0 | 0 | 0.0155 | 0 | 0.5595 | 0 | 0 | 0
| 1950 |  |  |  |  | 0 | 0 | 0.0155 | 0 | 0.5595 | 0 | 0 | 0
| 1951 |  |  |  |  | 0 | 0 | 0.0155 | 0 | 0.5595 | 0 | 0 | 0
| 1952 |  |  |  |  | 0 | 0 | 0.0155 | 0 | 0.5595 | 0 | 0 | 0
| 1953 |  |  |  |  | 0 | 0 | 0.0155 | 0 | 0.5595 | 0 | 0 | 0
| 1954 |  |  |  |  | 0 | 0 | 0.0155 | 0 | 0.5595 | 0 | 0 | 0
| 1955 |  |  |  |  | 0 | 0 | 0.0155 | 0 | 0.5595 | 0 | 0 | 0
| 1956 |  |  |  |  | 0 | 0 | 0.0155 | 0 | 0.5595 | 0 | 0 | 0
| 1957 |  |  |  |  | 0 | 0 | 0.0155 | 0 | 0.5595 | 0 | 0 | 0
| 1958 |  |  |  |  | 0 | 0 | 0.0155 | 0 | 0.5595 | 0 | 0 | 0
| 1959 |  |  |  |  | 0 | 0 | 0.0155 | 0 | 0.5595 | 0 | 0 | 0
| 1960 |  |  |  |  | 0 | 0 | 0.0155 | 0 | 0.5595 | 0 | 0 | 0
| 1961 |  |  |  |  | 0 | 0 | 0.0155 | 0 | 0.5595 | 0 | 0 | 0
| 1962 |  |  |  |  | 0 | 0 | 0.0155 | 0 | 0.5595 | 0 | 0 | 0
| 1963 |  |  |  |  | 0 | 0 | 0.0155 | 0 | 0.5595 | 0 | 0 | 0
| 1964 |  |  |  |  | 0 | 0 | 0.0155 | 0 | 0.5595 | 0 | 0 | 0
| 1965 |  |  |  |  | 0 | 0 | 0.0155 | 0 | 0.5595 | 0 | 0 | 0
| 1966 |  |  |  |  | 0 | 0 | 0.0155 | 0 | 0.5595 | 0 | 0 | 0
| 1967 |  |  |  |  | 0 | 0 | 0.0155 | 0 | 0.5595 | 0 | 0 | 0
| 1968 |  |  |  |  | 0 | 0 | 0.0155 | 0 | 0.5595 | 0 | 0 | 0
| 1969 |  |  |  |  | 0 | 0 | 0.0155 | 0 | 0.5595 | 0 | 0 | 0
| 1970 |  |  |  |  | 0 | 0 | 0.0155 | 0 | 0.5595 | 0 | 0 | 0
| 1971 |  |  |  |  | 0 | 0 | 0.0155 | 0 | 0.5595 | 0 | 0 | 0
| 1972 |  |  |  |  | 0 | 0 | 0.0155 | 0 | 0.5595 | 0 | 0 | 0
| 1973 |  |  |  |  | 0 | 0 | 0.0155 | 0 | 0.5595 | 0 | 0 | 0
| 1974 |  |  |  |  | 0 | 0 | 0.0155 | 0 | 0.5595 | 0 | 0 | 0
| 1975 |  |  |  |  | 0 | 0 | 0.0155 | 0 | 0.5595 | 0 | 0 | 0
| 1976 |  |  |  |  | 0 | 0 | 0.0155 | 0 | 0.5595 | 0 | 0 | 0
| 1977 |  |  |  |  | 0 | 0 | 0.0155 | 0 | 0.5595 | 0 | 0 | 0
| 1978 |  |  |  |  | 0 | 0 | 0.0155 | 0 | 0.5595 | 0 | 0 | 0
| 1979 |  |  |  |  | 0 | 0 | 0.0155 | 0 | 0.5595 | 0 | 0 | 0
| 1980 |  |  |  |  | 0 | 0 | 0.0155 | 0 | 0.5595 | 0 | 0 | 0
| 1981 |  |  |  |  | 0 | 0 | 0.0155 | 0 | 0.5595 | 0 | 0 | 0
| 1982 |  |  |  |  | 0 | 0 | 0.0155 | 0 | 0.5595 | 0 | 0 | 0
| 1983 |  |  |  |  | 0 | 0 | 0.0155 | 0 | 0.5595 | 0 | 0 | 0
| 1984 |  |  |  |  | 0 | 0 | 0.0155 | 0 | 0.5595 | 0 | 0 | 0
| 1985 |  |  |  |  | 0 | 0 | 0.0155 | 0 | 0.5595 | 0 | 0 | 0
| 1986 |  |  |  |  | 0 | 0 | 0.0155 | 0 | 0.5595 | 0 | 0 | 0
| 1987 |  |  |  |  | 0 | 0 | 0.0155 | 0 | 0.5595 | 0 | 0 | 0
| 1988 |  |  |  |  | 0 | 0 | 0.0155 | 0 | 0.5595 | 0 | 0 | 0
| 1989 |  |  |  |  | 0 | 0 | 0.0155 | 0 | 0.5595 | 0 | 0 | 0
| 1990 |  |  |  |  | 0 | 0 | 0.0155 | 0 | 0.5595 | 0 | 0 | 0
| 1991 |  |  |  |  | 0 | 0 | 0.0155 | 0 | 0.5595 | 0 | 0 | 0
| 1992 |  |  |  |  | 0 | 0 | 0.0155 | 0 | 0.5595 | 0 | 0 | 0
| 1993 |  |  |  |  | 0 | 0 | 0.0155 | 0 | 0.5595 | 0 | 0 | 0
| 1994 |  |  |  |  | 0 | 0 | 0.0155 | 0 | 0.5595 | 0 | 0 | 0
| 1995 |  |  |  |  | 0 | 0 | 0.0155 | 0 | 0.5595 | 0 | 0 | 0
| 1996 |  |  |  |  | 0 | 0 | 0.0155 | 0 | 0.5595 | 0 | 0 | 0
| 1997 |  |  |  |  | 0 | 0 | 0.0155 | 0 | 0.5595 | 0 | 0 | 0
| 1998 |  |  |  |  | 0 | 0 | 0.0155 | 0 | 0.5595 | 0 | 0 | 0
| 1999 |  |  |  |  | 0 | 0 | 0.0155 | 0 | 0.5595 | 0 | 0 | 0
| 2000 |  |  |  |  | 0 | 0 | 0.0155 | 0 | 0.5595 | 0 | 0 | 0
| 2001 |  |  |  |  | 0 | 0 | 0.0155 | 0 | 0.5595 | 0 | 0 | 0
| 2002 |  |  |  |  | 0 | 0 | 0.0155 | 0 | 0.5595 | 0 | 0 | 0
| 2003 |  |  |  |  | 0 | 0 | 0.0155 | 0 | 0.5595 | 0 | 0 | 0
| 2004 |  |  |  |  | 0 | 0 | 0.0155 | 0 | 0.5595 | 0 | 0 | 0
| 2005 |  |  |  |  | 0 | 0 | 0.0155 | 0 | 0.5595 | 0 | 0 | 0
| 2006 |  |  |  |  | 0 | 0 | 0.0155 | 0 | 0.5595 | 0 | 0 | 0
| 2007 |  |  |  |  | 0 | 0 | 0.0155 | 0 | 0.5595 | 0 | 0 | 0
| 2008 |  |  |  |  | 0 | 0 | 0.0155 | 0 | 0.5595 | 0 | 0 | 0
| 2009 |  |  |  |  | 0 | 0 | 0.0155 | 0 | 0.5595 | 0 | 0 | 0
| 2010 |  |  |  |  | 0 | 0 | 0.0155 | 0 | 0.5595 | 0 | 0 | 0
| 2011 |  |  |  |  | 0 | 0 | 0.0155 | 0 | 0.5595 | 0 | 0 | 0
| 2012 |  |  |  |  | 0 | 0 | 0.0155 | 0 | 0.5595 | 0 | 0 | 0
| 2013 |  |  |  |  | 0 | 0 | 0.0155 | 0 | 0.5595 | 0 | 0 | 0
| 2014 |  |  |  |  | 0 | 0 | 0.0155 | 0 | 0.5595 | 0 | 0 | 0
| 2015 |  |  |  |  | 0 | 0 | 0.0155 | 0 | 0.5595 | 0 | 0 | 0
| 2016 |  |  |  |  | 0 | 0 | 0.0155 | 0 | 0.5595 | 0 | 0 | 0
| 2017 |  |  |  |  | 0 | 0 | 0.0155 | 0 | 0.5595 | 0 | 0 | 0
| 2018 |  |  |  |  | 0 | 0 | 0.0155 | 0 | 0.5595 | 0 | 0 | 0
| 2019 |  |  |  |  | 0 | 0 | 0.0155 | 0 | 0.5595 | 0 | 0 | 0
| 2020 |  |  |  |  | 0 | 0 | 0.0155 | 0 | 0.5595 | 0 | 0 | 0
| 2021 |  |  |  |  | 0 | 0 | 0.0155 | 0 | 0.5595 | 0 | 0 | 0
| 2022 |  |  |  |  | 0 | 0 | 0.0155 | 0 | 0.5595 | 0 | 0 | 0
| 2023 |  |  |  |  | 0 | 0 | 0.0155 | 0 | 0.5595 | 0 | 0 | 0
| 2024 |  |  |  |  | 0 | 0 | 0.0155 | 0 | 0.5595 | 0 | 0 | 0
| 2025 |  |  |  |  | 0 | 0 | 0.0155 | 0 | 0.5595 | 0 | 0 | 0
| 2026 |  |  |  |  | 0 | 0 | 0.0155 | 0 | 0.5595 | 0 | 0 | 0
| 2027 |  |  |  |  | 0 | 0 | 0.0155 | 0 | 0.5595 | 0 | 0 | 0
| 2028 |  |  |  |  | 0 | 0 | 0.0155 | 0 | 0.5595 | 0 | 0 | 0
| 2029 |  |  |  |  | 0 | 0 | 0.0155 | 0 | 0.5595 | 0 | 0 | 0
| 2030 |  |  |  |  | 0 | 0 | 0.0155 | 0 | 0.5595 | 0 | 0 | 0
| 2031 |  |  |  |  | 0 | 0 | 0.0155 | 0 | 0.5595 | 0 | 0 | 0
| 2032 |  |  |  |  | 0 | 0 | 0.0155 | 0 | 0.5595 | 0 | 0 | 0
| 2033 |  |  |  |  | 0 | 0 | 0.0155 | 0 | 0.5595 | 0 | 0 | 0
| 2034 |  |  |  |  | 0 | 0 | 0.0155 | 0 | 0.5595 | 0 | 0 | 0
| 2035 |  |  |  |  | 0 | 0 | 0.0155 | 0 | 0.5595 | 0 | 0 | 0
| 2036 |  |  |  |  | 0 | 0 | 0.0155 | 0 | 0.5595 | 0 | 0 | 0
| 2037 |  |  |  |  | 0 | 0 | 0.0155 | 0 | 0.5595 | 0 | 0 | 0
| 2038 |  |  |  |  | 0 | 0 | 0.0155 | 0 | 0.5595 | 0 | 0 | 0
| 2039 |  |  |  |  | 0 | 0 | 0.0155 | 0 | 0.5595 | 0 | 0 | 0
| 2040 |  |  |  |  | 0 | 0 | 0.0155 | 0 | 0.5595 | 0 | 0 | 0
| 2041 |  |  |  |  | 0 | 0 | 0.0155 | 0 | 0.5595 | 0 | 0 | 0
| 2042 |  |  |  |  | 0 | 0 | 0.0155 | 0 | 0.5595 | 0 | 0 | 0
| 2043 |  |  |  |  | 0 | 0 | 0.0155 | 0 | 0.5595 | 0 | 0 | 0
| 2044 |  |  |  |  | 0 | 0 | 0.0155 | 0 | 0.5595 | 0 | 0 | 0
| 2045 |  |  |  |  | 0 | 0 | 0.0155 | 0 | 0.5595 | 0 | 0 | 0
| 2046 |  |  |  |  | 0 | 0 | 0.0155 | 0 | 0.5595 | 0 | 0 | 0
| 2047 |  |  |  |  | 0 | 0 | 0.0155 | 0 | 0.5595 | 0 | 0 | 0
| 2048 |  |  |  |  | 0 | 0 | 0.0155 | 0 | 0.5595 | 0 | 0 | 0
| 2049 |  |  |  |  | 0 | 0 | 0.0155 | 0 | 0.5595 | 0 | 0 | 0
| 2050 |  |  |  |  | 0 | 0 | 0.0155 | 0 | 0.5595 | 0 | 0 | 0
| 2051 |  |  |  |  | 0 | 0 | 0.0155 | 0 | 0.5595 | 0 | 0 | 0
| 2052 |  |  |  |  | 0 | 0 | 0.0155 | 0 | 0.5595 | 0 | 0 | 0
| 2053 |  |  |  |  | 0 | 0 | 0.0155 | 0 | 0.5595 | 0 | 0 | 0
| 2054 |  |  |  |  | 0 | 0 | 0.0155 | 0 | 0.5595 | 0 | 0 | 0
| 2055 |  |  |  |  | 0 | 0 | 0.0155 | 0 | 0.5595 | 0 | 0 | 0
| 2056 |  |  |  |  | 0 | 0 | 0.0155 | 0 | 0.5595 | 0 | 0 | 0
| 2057 |  |  |  |  | 0 | 0 | 0.0155 | 0 | 0.5595 | 0 | 0 | 0
| 2058 |  |  |  |  | 0 | 0 | 0.0155 | 0 | 0.5595 | 0 | 0 | 0
| 2059 |  |  |  |  | 0 | 0 | 0.0155 | 0 | 0.5595 | 0 | 0 | 0
| 2060 |  |  |  |  | 0 | 0 | 0.0155 | 0 | 0.5595 | 0 | 0 | 0
| 2061 |  |  |  |  | 0 | 0 | 0.0155 | 0 | 0.5595 | 0 | 0 | 0
| 2062 |  |  |  |  | 0 | 0 | 0.0155 | 0 | 0.5595 | 0 | 0 | 0
| 2063 |  |  |  |  | 0 | 0 | 0.0155 | 0 | 0.5595 | 0 | 0 | 0
| 2064 |  |  |  |  | 0 | 0 | 0.0155 | 0 | 0.5595 | 0 | 0 | 0
| 2065 |  |  |  |  | 0 | 0 | 0.0155 | 0 | 0.5595 | 0 | 0 | 0
| 2066 |  |  |  |  | 0 | 0 | 0.0155 | 0 | 0.5595 | 0 | 0 | 0
| 2067 |  |  |  |  | 0 | 0 | 0.0155 | 0 | 0.5595 | 0 | 0 | 0
| 2068 |  |  |  |  | 0 | 0 | 0.0155 | 0 | 0.5595 | 0 | 0 | 0
| 2069 |  |  |  |  | 0 | 0 | 0.0155 | 0 | 0.5595 | 0 | 0 | 0
| 2070 |  |  |  |  | 0 | 0 | 0.0155 | 0 | 0.5595 | 0 | 0 | 0
| 2071 |  |  |  |  | 0 | 0 | 0.0155 | 0 | 0.5595 | 0 | 0 | 0
| 2072 |  |  |  |  | 0 | 0 | 0.0155 | 0 | 0.5595 | 0 | 0 | 0
| 2073 |  |  |  |  | 0 | 0 | 0.0155 | 0 | 0.5595 | 0 | 0 | 0
| 2074 |  |  |  |  | 0 | 0 | 0.0155 | 0 | 0.5595 | 0 | 0 | 0
| 2075 |  |  |  |  | 0 | 0 | 0.0155 | 0 | 0.5595 | 0 | 0 | 0
| 2076 |  |  |  |  | 0 | 0 | 0.0155 | 0 | 0.5595 | 0 | 0 | 0
| 2077 |  |  |  |  | 0 | 0 | 0.0155 | 0 | 0.5595 | 0 | 0 | 0
| 2078 |  |  |  |  | 0 | 0 | 0.0155 | 0 | 0.5595 | 0 | 0 | 0
| 2079 |  |  |  |  | 0 | 0 | 0.0155 | 0 | 0.5595 | 0 | 0 | 0
| 2080 |  |  |  |  | 0 | 0 | 0.0155 | 0 | 0.5595 | 0 | 0 | 0
| 2081 |  |  |  |  | 0 | 0 | 0.0155 | 0 | 0.5595 | 0 | 0 | 0
| 2082 |  |  |  |  | 0 | 0 | 0.0155 | 0 | 0.5595 | 0 | 0 | 0
| 2083 |  |  |  |  | 0 | 0 | 0.0155 | 0 | 0.5595 | 0 | 0 | 0
| 2084 |  |  |  |  | 0 | 0 | 0.0155 | 0 | 0.5595 | 0 | 0 | 0
| 2085 |  |  |  |  | 0 | 0 | 0.0155 | 0 | 0.5595 | 0 | 0 | 0
| 2086 |  |  |  |  | 0 | 0 | 0.0155 | 0 | 0.5595 | 0 | 0 | 0
| 2087 |  |  |  |  | 0 | 0 | 0.0155 | 0 | 0.5595 | 0 | 0 | 0
| 2088 |  |  |  |  | 0 | 0 | 0.0155 | 0 | 0.5595 | 0 | 0 | 0
| 2089 |  |  |  |  | 0 | 0 | 0.0155 | 0 | 0.5595 | 0 | 0 | 0
| 2090 |  |  |  |  | 0 | 0 | 0.0155 | 0 | 0.5595 | 0 | 0 | 0
| 2091 |  |  |  |  | 0 | 0 | 0.0155 | 0 | 0.5595 | 0 | 0 | 0
| 2092 |  |  |  |  | 0 | 0 | 0.0155 | 0 | 0.5595 | 0 | 0 | 0
| 2093 |  |  |  |  | 0 | 0 | 0.0155 | 0 | 0.5595 | 0 | 0 | 0
| 2094 |  |  |  |  | 0 | 0 | 0.0155 | 0 | 0.5595 | 0 | 0 | 0
| 2095 |  |  |  |  | 0 | 0 | 0.0155 | 0 | 0.5595 | 0 | 0 | 0
| 2096 |  |  |  |  | 0 | 0 | 0.0155 | 0 | 0.5595 | 0 | 0 | 0
| 2097 |  |  |  |  | 0 | 0 | 0.0155 | 0 | 0.5595 | 0 | 0 | 0
| 2098 |  |  |  |  | 0 | 0 | 0.0155 | 0 | 0.5595 | 0 | 0 | 0
| 2099 |  |  |  |  | 0 | 0 | 0.0155 | 0 | 0.5595 | 0 | 0 | 0
| 2100 |  |  |  |  | 0 | 0 | 0.0155 | 0 | 0.5595 | 0 | 0 | 0
| 2101 |  |  |  |  | 0 | 0 | 0.0155 | 0 | 0.5595 | 0 | 0 | 0
| 2102 |  |  |  |  | 0 | 0 | 0.0155 | 0 | 0.5595 | 0 | 0 | 0
| 2103 |  |  |  |  | 0 | 0 | 0.0155 | 0 | 0.5595 | 0 | 0 | 0
| 2104 |  |  |  |  | 0 | 0 | 0.0155 | 0 | 0.5595 | 0 | 0 | 0
| 2105 |  |  |  |  | 0 | 0 | 0.0155 | 0 | 0.5595 | 0 | 0 | 0
| 2106 |  |  |  |  | 0 | 0 | 0.0155 | 0 | 0.5595 | 0 | 0 | 0
| 2107 |  |  |  |  | 0 | 0 | 0.0155 | 0 | 0.5595 | 0 | 0 | 0
| 2108 |  |  |  |  | 0 | 0 | 0.0155 | 0 | 0.5595 | 0 | 0 | 0
| 2109 |  |  |  |  | 0 | 0 | 0.0155 | 0 | 0.5595 | 0 | 0 | 0
| 2110 |  |  |  |  | 0 | 0 | 0.0155 | 0 | 0.5595 | 0 | 0 | 0
| 2111 |  |  |  |  | 0 | 0 | 0.0155 | 0 | 0.5595 | 0 | 0 | 0
| 2112 |  |  |  |  | 0 | 0 | 0.0155 | 0 | 0.5595 | 0 | 0 | 0
| 2113 |  |  |  |  | 0 | 0 | 0.0155 | 0 | 0.5595 | 0 | 0 | 0
| 2114 |  |  |  |  | 0 | 0 | 0.0155 | 0 | 0.5595 | 0 | 0 | 0
| 2115 |  |  |  |  | 0 | 0 | 0.0155 | 0 | 0.5595 | 0 | 0 | 0
| 2116 |  |  |  |  | 0 | 0 | 0.0155 | 0 | 0.5595 | 0 | 0 | 0
| 2117 |  |  |  |  | 0 | 0 | 0.0155 | 0 | 0.5595 | 0 | 0 | 0
| 2118 |  |  |  |  | 0 | 0 | 0.0155 | 0 | 0.5595 | 0 | 0 | 0
| 2119 |  |  |  |  | 0 | 0 | 0.0155 | 0 | 0.5595 | 0 | 0 | 0
| 2120 |  |  |  |  | 0 | 0 | 0.0155 | 0 | 0.5595 | 0 | 0 | 0
| 2121 |  |  |  |  | 0 | 0 | 0.0155 | 0 | 0.5595 | 0 | 0 | 0
| 2122 |  |  |  |  | 0 | 0 | 0.0155 | 0 | 0.5595 | 0 | 0 | 0
| 2123 |  |  |  |  | 0 | 0 | 0.0155 | 0 | 0.5595 | 0 | 0 | 0
| 2124 |  |  |  |  | 0 | 0 | 0.0155 | 0 | 0.5595 | 0 | 0 | 0
| 2125 |  |  |  |  | 0 | 0 | 0.0155 | 0 | 0.5595 | 0 | 0 | 0
| 2126 |  |  |  |  | 0 | 0 | 0.0155 | 0 | 0.5595 | 0 | 0 | 0
| 2127 |  |  |  |  | 0 | 0 | 0.0155 | 0 | 0.5595 | 0 | 0 | 0
| 2128 |  |  |  |  | 0 | 0 | 0.0155 | 0 | 0.5595 | 0 | 0 | 0
| 2129 |  |  |  |  | 0 | 0 | 0.0155 | 0 | 0.5595 | 0 | 0 | 0
| 2130 |  |  |  |  | 0 | 0 | 0.0155 | 0 | 0.5595 | 0 | 0 | 0
| 2131 |  |  |  |  | 0 | 0 | 0.0155 | 0 | 0.5595 | 0 | 0 | 0
| 2132 |  |  |  |  | 0 | 0 | 0.0155 | 0 | 0.5595 | 0 | 0 | 0
| 2133 |  |  |  |  | 0 | 0 | 0.0155 | 0 | 0.5595 | 0 | 0 | 0
| 2134 |  |  |  |  | 0 | 0 | 0.0155 | 0 | 0.5595 | 0 | 0 | 0
| 2135 |  |  |  |  | 0 | 0 | 0.0155 | 0 | 0.5595 | 0 | 0 | 0
| 2136 |  |  |  |  | 0 | 0 | 0.0155 | 0 | 0.5595 | 0 | 0 | 0
| 2137 |  |  |  |  | 0 | 0 | 0.0155 | 0 | 0.5595 | 0 | 0 | 0
| 2138 |  |  |  |  | 0 | 0 | 0.0155 | 0 | 0.5595 | 0 | 0 | 0
| 2139 |  |  |  |  | 0 | 0 | 0.0155 | 0 | 0.5595 | 0 | 0 | 0
| 2140 |  |  |  |  | 0 | 0 | 0.0155 | 0 | 0.5595 | 0 | 0 | 0
| 2141 |  |  |  |  | 0 | 0 | 0.0155 | 0 | 0.5595 | 0 | 0 | 0
| 2142 |  |  |  |  | 0 | 0 | 0.0155 | 0 | 0.5595 | 0 | 0 | 0
| 2143 |  |  |  |  | 0 | 0 | 0.0155 | 0 | 0.5595 | 0 | 0 | 0
| 2144 |  |  |  |  | 0 | 0 | 0.0155 | 0 | 0.5595 | 0 | 0 | 0
| 2145 |  |  |  |  | 0 | 0 | 0.0155 | 0 | 0.5595 | 0 | 0 | 0
| 2146 |  |  |  |  | 0 | 0 | 0.0155 | 0 | 0.5595 | 0 | 0 | 0
| 2147 |  |  |  |  | 0 | 0 | 0.0155 | 0 | 0.5595 | 0 | 0 | 0
| 2148 |  |  |  |  | 0 | 0 | 0.0155 | 0 | 0.5595 | 0 | 0 | 0
| 2149 |  |  |  |  | 0 | 0 | 0.0155 | 0 | 0.5595 | 0 | 0 | 0
| 2150 |  |  |  |  | 0 | 0 | 0.0155 | 0 | 0.5595 | 0 | 0 | 0
| 2151 |  |  |  |  | 0 | 0 | 0.0155 | 0 | 0.5595 | 0 | 0 | 0
| 2152 |  |  |  |  | 0 | 0 | 0.0155 | 0 | 0.5595 | 0 | 0 | 0
| 2153 |  |  |  |  | 0 | 0 | 0.0155 | 0 | 0.5595 | 0 | 0 | 0
| 2154 |  |  |  |  | 0 | 0 | 0.0155 | 0 | 0.5595 | 0 | 0 | 0
| 2155 |  |  |  |  | 0 | 0 | 0.0155 | 0 | 0.5595 | 0 | 0 | 0
| 2156 |  |  |  |  | 0 | 0 | 0.0155 | 0 | 0.5595 | 0 | 0 | 0
| 2157 |  |  |  |  | 0 | 0 | 0.0155 | 0 | 0.5595 | 0 | 0 | 0
| 2158 |  |  |  |  | 0 | 0 | 0.0155 | 0 | 0.5595 | 0 | 0 | 0
| 2159 |  |  |  |  | 0 | 0 | 0.0155 | 0 | 0.5595 | 0 | 0 | 0
| 2160 |  |  |  |  | 0 | 0 | 0.0155 | 0 | 0.5595 | 0 | 0 | 0
| 2161 |  |  |  |  | 0 | 0 | 0.0155 | 0 | 0.5595 | 0 | 0 | 0
| 2162 |  |  |  |  | 0 | 0 | 0.0155 | 0 | 0.5595 | 0 | 0 | 0
| 2163 |  |  |  |  | 0 | 0 | 0.0155 | 0 | 0.5595 | 0 | 0 | 0
| 2164 |  |  |  |  | 0 | 0 | 0.0155 | 0 | 0.5595 | 0 | 0 | 0
| 2165 |  |  |  |  | 0 | 0 | 0.0155 | 0 | 0.5595 | 0 | 0 | 0
| 2166 |  |  |  |  | 0 | 0 | 0.0155 | 0 | 0.5595 | 0 | 0 | 0
| 2167 |  |  |  |  | 0 | 0 | 0.0155 | 0 | 0.5595 | 0 | 0 | 0
| 2168 |  |  |  |  | 0 | 0 | 0.0155 | 0 | 0.5595 | 0 | 0 | 0
| 2169 |  |  |  |  | 0 | 0 | 0.0155 | 0 | 0.5595 | 0 | 0 | 0
| 2170 |  |  |  |  | 0 | 0 | 0.0155 | 0 | 0.5595 | 0 | 0 | 0
| 2171 |  |  |  |  | 0 | 0 | 0.0155 | 0 | 0.5595 | 0 | 0 | 0
| 2172 |  |  |  |  | 0 | 0 | 0.0155 | 0 | 0.5595 | 0 | 0 | 0
| 2173 |  |  |  |  | 0 | 0 | 0.0155 | 0 | 0.5595 | 0 | 0 | 0
| 2174 |  |  |  |  | 0 | 0 | 0.0155 | 0 | 0.5595 | 0 | 0 | 0
| 2175 |  |  |  |  | 0 | 0 | 0.0155 | 0 | 0.5595 | 0 | 0 | 0
| 2176 |  |  |  |  | 0 | 0 | 0.0155 | 0 | 0.5595 | 0 | 0 | 0
| 2177 |  |  |  |  | 0 | 0 | 0.0155 | 0 | 0.5595 | 0 | 0 | 0
| 2178 |  |  |  |  | 0 | 0 | 0.0155 | 0 | 0.5595 | 0 | 0 | 0
| 2179 |  |  |  |  | 0 | 0 | 0.0155 | 0 | 0.5595 | 0 | 0 | 0
| 2180 |  |  |  |  | 0 | 0 | 0.0155 | 0 | 0.5595 | 0 | 0 | 0
| 2181 |  |  |  |  | 0 | 0 | 0.0155 | 0 | 0.5595 | 0 | 0 | 0
| 2182 |  |  |  |  | 0 | 0 | 0.0155 | 0 | 0.5595 | 0 | 0 | 0
| 2183 |  |  |  |  | 0 | 0 | 0.0155 | 0 | 0.5595 | 0 | 0 | 0
| 2184 |  |  |  |  | 0 | 0 | 0.0155 | 0 | 0.5595 | 0 | 0 | 0
| 2185 |  |  |  |  | 0 | 0 | 0.0155 | 0 | 0.5595 | 0 | 0 | 0
| 2186 |  |  |  |  | 0 | 0 | 0.0155 | 0 | 0.5595 | 0 | 0 | 0
| 2187 |  |  |  |  | 0 | 0 | 0.0155 | 0 | 0.5595 | 0 | 0 | 0
| 2188 |  |  |  |  | 0 | 0 | 0.0155 | 0 | 0.5595 | 0 | 0 | 0
| 2189 |  |  |  |  | 0 | 0 | 0.0155 | 0 | 0.5595 | 0 | 0 | 0
| 2190 |  |  |  |  | 0 | 0 | 0.0155 | 0 | 0.5595 | 0 | 0 | 0
| 2191 |  |  |  |  | 0 | 0 | 0.0155 | 0 | 0.5595 | 0 | 0 | 0
| 2192 |  |  |  |  | 0 | 0 | 0.0155 | 0 | 0.5595 | 0 | 0 | 0
| 2193 |  |  |  |  | 0 | 0 | 0.0155 | 0 | 0.5595 | 0 | 0 | 0
| 2194 |  |  |  |  | 0 | 0 | 0.0155 | 0 | 0.5595 | 0 | 0 | 0
| 2195 |  |  |  |  | 0 | 0 | 0.0155 | 0 | 0.5595 | 0 | 0 | 0
| 2196 |  |  |  |  | 0 | 0 | 0.0155 | 0 | 0.5595 | 0 | 0 | 0
| 2197 |  |  |  |  | 0 | 0 | 0.0155 | 0 | 0.5595 | 0 | 0 | 0
| 2198 |  |  |  |  | 0 | 0 | 0.0155 | 0 | 0.5595 | 0 | 0 | 0
| 2199 |  |  |  |  | 0 | 0 | 0.0155 | 0 | 0.5595 | 0 | 0 | 0
| 2200 |  |  |  |  | 0 | 0 | 0.0155 | 0 | 0.5595 | 0 | 0 | 0
| 2201 |  |  |  |  | 0 | 0 | 0.0155 | 0 | 0.5595 | 0 | 0 | 0
| 2202 |  |  |  |  | 0 | 0 | 0.0155 | 0 | 0.5595 | 0 | 0 | 0
| 2203 |  |  |  |  | 0 | 0 | 0.0155 | 0 | 0.5595 | 0 | 0 | 0
| 2204 |  |  |  |  | 0 | 0 | 0.0155 | 0 | 0.5595 | 0 | 0 | 0
| 2205 |  |  |  |  | 0 | 0 | 0.0155 | 0 | 0.5595 | 0 | 0 | 0
| 2206 |  |  |  |  | 0 | 0 | 0.0155 | 0 | 0.5595 | 0 | 0 | 0
| 2207 |  |  |  |  | 0 | 0 | 0.0155 | 0 | 0.5595 | 0 | 0 | 0
| 2208 |  |  |  |  | 0 | 0 | 0.0155 | 0 | 0.5595 | 0 | 0 | 0
| 2209 |  |  |  |  | 0 | 0 | 0.0155 | 0 | 0.5595 | 0 | 0 | 0
| 2210 |  |  |  |  | 0 | 0 | 0.0155 | 0 | 0.5595 | 0 | 0 | 0
| 2211 |  |  |  |  | 0 | 0 | 0.0155 | 0 | 0.5595 | 0 | 0 | 0
| 2212 |  |  |  |  | 0 | 0 | 0.0155 | 0 | 0.5595 | 0 | 0 | 0
| 2213 |  |  |  |  | 0 | 0 | 0.0155 | 0 | 0.5595 | 0 | 0 | 0
| 2214 |  |  |  |  | 0 | 0 | 0.0155 | 0 | 0.5595 | 0 | 0 | 0
| 2215 |  |  |  |  | 0 | 0 | 0.0155 | 0 | 0.5595 | 0 | 0 | 0
| 2216 |  |  |  |  | 0 | 0 | 0.0155 | 0 | 0.5595 | 0 | 0 | 0
| 2217 |  |  |  |  | 0 | 0 | 0.0155 | 0 | 0.5595 | 0 | 0 | 0
| 2218 |  |  |  |  | 0 | 0 | 0.0155 | 0 | 0.5595 | 0 | 0 | 0
| 2219 |  |  |  |  | 0 | 0 | 0.0155 | 0 | 0.5595 | 0 | 0 | 0
| 2220 |  |  |  |  | 0 | 0 | 0.0155 | 0 | 0.5595 | 0 | 0 | 0
| 2221 |  |  |  |  | 0 | 0 | 0.0155 | 0 | 0.5595 | 0 | 0 | 0
| 2222 |  |  |  |  | 0 | 0 | 0.0155 | 0 | 0.5595 | 0 | 0 | 0
| 2223 |  |  |  |  | 0 | 0 | 0.0155 | 0 | 0.5595 | 0 | 0 | 0
| 2224 |  |  |  |  | 0 | 0 | 0.0155 | 0 | 0.5595 | 0 | 0 | 0
| 2225 |  |  |  |  | 0 | 0 | 0.0155 | 0 | 0.5595 | 0 | 0 | 0
| 2226 |  |  |  |  | 0 | 0 | 0.0155 | 0 | 0.5595 | 0 | 0 | 0
| 2227 |  |  |  |  | 0 | 0 | 0.0155 | 0 | 0.5595 | 0 | 0 | 0
| 2228 |  |  |  |  | 0 | 0 | 0.0155 | 0 | 0.5595 | 0 | 0 | 0
| 2229 |  |  |  |  | 0 | 0 | 0.0155 | 0 | 0.5595 | 0 | 0 | 0
| 2230 |  |  |  |  | 0 | 0 | 0.0155 | 0 | 0.5595 | 0 | 0 | 0
| 2231 |  |  |  |  | 0 | 0 | 0.0155 | 0 | 0.5595 | 0 | 0 | 0
| 2232 |  |  |  |  | 0 | 0 | 0.0155 | 0 | 0.5595 | 0 | 0 | 0
| 2233 |  |  |  |  | 0 | 0 | 0.0155 | 0 | 0.5595 | 0 | 0 | 0
| 2234 |  |  |  |  | 0 | 0 | 0.0155 | 0 | 0.5595 | 0 | 0 | 0
| 2235 |  |  |  |  | 0 | 0 | 0.0155 | 0 | 0.5595 | 0 | 0 | 0
| 2236 |  |  |  |  | 0 | 0 | 0.0155 | 0 | 0.5595 | 0 | 0 | 0
| 2237 |  |  |  |  | 0 | 0 | 0.0155 | 0 | 0.5595 | 0 | 0 | 0
| 2238 |  |  |  |  | 0 | 0 | 0.0155 | 0 | 0.5595 | 0 | 0 | 0
| 2239 |  |  |  |  | 0 | 0 | 0.0155 | 0 | 0.5595 | 0 | 0 | 0
| 2240 |  |  |  |  | 0 | 0 | 0.0155 | 0 | 0.5595 | 0 | 0 | 0
| 2241 |  |  |  |  | 0 | 0 | 0.0155 | 0 | 0.5595 | 0 | 0 | 0
| 2242 |  |  |  |  | 0 | 0 | 0.0155 | 0 | 0.5595 | 0 | 0 | 0
| 2243 |  |  |  |  | 0 | 0 | 0.0155 | 0 | 0.5595 | 0 | 0 | 0
| 2244 |  |  |  |  | 0 | 0 | 0.0155 | 0 | 0.5595 | 0 | 0 | 0
| 2245 |  |  |  |  | 0 | 0 | 0.0155 | 0 | 0.5595 | 0 | 0 | 0
| 2246 |  |  |  |  | 0 | 0 | 0.0155 | 0 | 0.5595 | 0 | 0 | 0
| 2247 |  |  |  |  | 0 | 0 | 0.0155 | 0 | 0.5595 | 0 | 0 | 0
| 2248 |  |  |  |  | 0 | 0 | 0.0155 | 0 | 0.5595 | 0 | 0 | 0
| 2249 |  |  |  |  | 0 | 0 | 0.0155 | 0 | 0.5595 | 0 | 0 | 0
| 2250 |  |  |  |  | 0 | 0 | 0.0155 | 0 | 0.5595 | 0 | 0 | 0
| 2251 |  |  |  |  | 0 | 0 | 0.0155 | 0 | 0.5595 | 0 | 0 | 0
| 2252 |  |  |  |  | 0 | 0 | 0.0155 | 0 | 0.5595 | 0 | 0 | 0
| 2253 |  |  |  |  | 0 | 0 | 0.0155 | 0 | 0.5595 | 0 | 0 | 0
| 2254 |  |  |  |  | 0 | 0 | 0.0155 | 0 | 0.5595 | 0 | 0 | 0
| 2255 |  |  |  |  | 0 | 0 | 0.0155 | 0 | 0.5595 | 0 | 0 | 0
| 2256 |  |  |  |  | 0 | 0 | 0.0155 | 0 | 0.5595 | 0 | 0 | 0
| 2257 |  |  |  |  | 0 | 0 | 0.0155 | 0 | 0.5595 | 0 | 0 | 0
| 2258 |  |  |  |  | 0 | 0 | 0.0155 | 0 | 0.5595 | 0 | 0 | 0
| 2259 |  |  |  |  | 0 | 0 | 0.0155 | 0 | 0.5595 | 0 | 0 | 0
| 2260 |  |  |  |  | 0 | 0 | 0.0155 | 0 | 0.5595 | 0 | 0 | 0
| 2261 |  |  |  |  | 0 | 0 | 0.0155 | 0 | 0.5595 | 0 | 0 | 0
| 2262 |  |  |  |  | 0 | 0 | 0.0155 | 0 | 0.5595 | 0 | 0 | 0
| 2263 |  |  |  |  | 0 | 0 | 0.0155 | 0 | 0.5595 | 0 | 0 | 0
| 2264 |  |  |  |  | 0 | 0 | 0.0155 | 0 | 0.5595 | 0 | 0 | 0
| 2265 |  |  |  |  | 0 | 0 | 0.0155 | 0 | 0.5595 | 0 | 0 | 0
| 2266 |  |  |  |  | 0 | 0 | 0.0155 | 0 | 0.5595 | 0 | 0 | 0
| 2267 |  |  |  |  | 0 | 0 | 0.0155 | 0 | 0.5595 | 0 | 0 | 0
| 2268 |  |  |  |  | 0 | 0 | 0.0155 | 0 | 0.5595 | 0 | 0 | 0
| 2269 |  |  |  |  | 0 | 0 | 0.0155 | 0 | 0.5595 | 0 | 0 | 0
| 2270 |  |  |  |  | 0 | 0 | 0.0155 | 0 | 0.5595 | 0 | 0 | 0
| 2271 |  |  |  |  | 0 | 0 | 0.0155 | 0 | 0.5595 | 0 | 0 | 0
| 2272 |  |  |  |  | 0 | 0 | 0.0155 | 0 | 0.5595 | 0 | 0 | 0
| 2273 |  |  |  |  | 0 | 0 | 0.0155 | 0 | 0.5595 | 0 | 0 | 0
| 2274 |  |  |  |  | 0 | 0 | 0.0155 | 0 | 0.5595 | 0 | 0 | 0
| 2275 |  |  |  |  | 0 | 0 | 0.0155 | 0 | 0.5595 | 0 | 0 | 0
| 2276 |  |  |  |  | 0 | 0 | 0.0155 | 0 | 0.5595 | 0 | 0 | 0
| 2277 |  |  |  |  | 0 | 0 | 0.0155 | 0 | 0.5595 | 0 | 0 | 0
| 2278 |  |  |  |  | 0 | 0 | 0.0155 | 0 | 0.5595 | 0 | 0 | 0
| 2279 |  |  |  |  | 0 | 0 | 0.0155 | 0 | 0.5595 | 0 | 0 | 0
| 2280 |  |  |  |  | 0 | 0 | 0.0155 | 0 | 0.5595 | 0 | 0 | 0
| 2281 |  |  |  |  | 0 | 0 | 0.0155 | 0 | 0.5595 | 0 | 0 | 0
| 2282 |  |  |  |  | 0 | 0 | 0.0155 | 0 | 0.5595 | 0 | 0 | 0
| 2283 |  |  |  |  | 0 | 0 | 0.0155 | 0 | 0.5595 | 0 | 0 | 0
| 2284 |  |  |  |  | 0 | 0 | 0.0155 | 0 | 0.5595 | 0 | 0 | 0
| 2285 |  |  |  |  | 0 | 0 | 0.0155 | 0 | 0.5595 | 0 | 0 | 0
| 2286 |  |  |  |  | 0 | 0 | 0.0155 | 0 | 0.5595 | 0 | 0 | 0
| 2287 |  |  |  |  | 0 | 0 | 0.0155 | 0 | 0.5595 | 0 | 0 | 0
| 2288 |  |  |  |  | 0 | 0 | 0.0155 | 0 | 0.5595 | 0 | 0 | 0
| 2289 |  |  |  |  | 0 | 0 | 0.0155 | 0 | 0.5595 | 0 | 0 | 0
| 2290 |  |  |  |  | 0 | 0 | 0.0155 | 0 | 0.5595 | 0 | 0 | 0
| 2291 |  |  |  |  | 0 | 0 | 0.0155 | 0 | 0.5595 | 0 | 0 | 0
| 2292 |  |  |  |  | 0 | 0 | 0.0155 | 0 | 0.5595 | 0 | 0 | 0
| 2293 |  |  |  |  | 0 | 0 | 0.0155 | 0 | 0.5595 | 0 | 0 | 0
| 2294 |  |  |  |  | 0 | 0 | 0.0155 | 0 | 0.5595 | 0 | 0 | 0
| 2295 |  |  |  |  | 0 | 0 | 0.0155 | 0 | 0.5595 | 0 | 0 | 0
| 2296 |  |  |  |  | 0 | 0 | 0.0155 | 0 | 0.5595 | 0 | 0 | 0
| 2297 |  |  |  |  | 0 | 0 | 0.0155 | 0 | 0.5595 | 0 | 0 | 0
| 2298 |  |  |  |  | 0 | 0 | 0.0155 | 0 | 0.5595 | 0 | 0 | 0
| 2299 |  |  |  |  | 0 | 0 | 0.0155 | 0 | 0.5595 | 0 | 0 | 0
| 2300 |  |  |  |  | 0 | 0 | 0.0155 | 0 | 0.5595 | 0 | 0 | 0
| 2301 |  |  |  |  | 0 | 0 | 0.0155 | 0 | 0.5595 | 0 | 0 | 0
| 2302 |  |  |  |  | 0 | 0 | 0.0155 | 0 | 0.5595 | 0 | 0 | 0
| 2303 |  |  |  |  | 0 | 0 | 0.0155 | 0 | 0.5595 | 0 | 0 | 0
| 2304 |  |  |  |  | 0 | 0 | 0.0155 | 0 | 0.5595 | 0 | 0 | 0
| 2305 |  |  |  |  | 0 | 0 | 0.0155 | 0 | 0.5595 | 0 | 0 | 0
| 2306 |  |  |  |  | 0 | 0 | 0.0155 | 0 | 0.5595 | 0 | 0 | 0
| 2307 |  |  |  |  | 0 | 0 | 0.0155 | 0 | 0.5595 | 0 | 0 | 0
| 2308 |  |  |  |  | 0 | 0 | 0.0155 | 0 | 0.5595 | 0 | 0 | 0
| 2309 |  |  |  |  | 0 | 0 | 0.0155 | 0 | 0.5595 | 0 | 0 | 0
| 2310 |  |  |  |  | 0 | 0 | 0.0155 | 0 | 0.5595 | 0 | 0 | 0
| 2311 |  |  |  |  | 0 | 0 | 0.0155 | 0 | 0.5595 | 0 | 0 | 0
| 2312 |  |  |  |  | 0 | 0 | 0.0155 | 0 | 0.5595 | 0 | 0 | 0
| 2313 |  |  |  |  | 0 | 0 | 0.0155 | 0 | 0.5595 | 0 | 0 | 0
| 2314 |  |  |  |  | 0 | 0 | 0.0155 | 0 | 0.5595 | 0 | 0 | 0
| 2315 |  |  |  |  | 0 | 0 | 0.0155 | 0 | 0.5595 | 0 | 0 | 0
| 2316 |  |  |  |  | 0 | 0 | 0.0155 | 0 | 0.5595 | 0 | 0 | 0
| 2317 |  |  |  |  | 0 | 0 | 0.0155 | 0 | 0.5595 | 0 | 0 | 0
| 2318 |  |  |  |  | 0 | 0 | 0.0155 | 0 | 0.5595 | 0 | 0 | 0
| 2319 |  |  |  |  | 0 | 0 | 0.0155 | 0 | 0.5595 | 0 | 0 | 0
| 2320 |  |  |  |  | 0 | 0 | 0.0155 | 0 | 0.5595 | 0 | 0 | 0
| 2321 |  |  |  |  | 0 | 0 | 0.0155 | 0 | 0.5595 | 0 | 0 | 0
| 2322 |  |  |  |  | 0 | 0 | 0.0155 | 0 | 0.5595 | 0 | 0 | 0
| 2323 |  |  |  |  | 0 | 0 | 0.0155 | 0 | 0.5595 | 0 | 0 | 0
| 2324 |  |  |  |  | 0 | 0 | 0.0155 | 0 | 0.5595 | 0 | 0 | 0
| 2325 |  |  |  |  | 0 | 0 | 0.0155 | 0 | 0.5595 | 0 | 0 | 0
| 2326 |  |  |  |  | 0 | 0 | 0.0155 | 0 | 0.5595 | 0 | 0 | 0
| 2327 |  |  |  |  | 0 | 0 | 0.0155 | 0 | 0.5595 | 0 | 0 | 0
| 2328 |  |  |  |  | 0 | 0 | 0.0155 | 0 | 0.5595 | 0 | 0 | 0
| 2329 |  |  |  |  | 0 | 0 | 0.0155 | 0 | 0.5595 | 0 | 0 | 0
| 2330 |  |  |  |  | 0 | 0 | 0.0155 | 0 | 0.5595 | 0 | 0 | 0
| 2331 |  |  |  |  | 0 | 0 | 0.0155 | 0 | 0.5595 | 0 | 0 | 0
| 2332 |  |  |  |  | 0 | 0 | 0.0155 | 0 | 0.5595 | 0 | 0 | 0
| 2333 |  |  |  |  | 0 | 0 | 0.0155 | 0 | 0.5595 | 0 | 0 | 0
| 2334 |  |  |  |  | 0 | 0 | 0.0155 | 0 | 0.5595 | 0 | 0 | 0
| 2335 |  |  |  |  | 0 | 0 | 0.0155 | 0 | 0.5595 | 0 | 0 | 0
| 2336 |  |  |  |  | 0 | 0 | 0.0155 | 0 | 0.5595 | 0 | 0 | 0
| 2337 |  |  |  |  | 0 | 0 | 0.0155 | 0 | 0.5595 | 0 | 0 | 0
| 2338 |  |  |  |  | 0 | 0 | 0.0155 | 0 | 0.5595 | 0 | 0 | 0
| 2339 |  |  |  |  | 0 | 0 | 0.0155 | 0 | 0.5595 | 0 | 0 | 0
| 2340 |  |  |  |  | 0 | 0 | 0.0155 | 0 | 0.5595 | 0 | 0 | 0
| 2341 |  |  |  |  | 0 | 0 | 0.0155 | 0 | 0.5595 | 0 | 0 | 0
| 2342 |  |  |  |  | 0 | 0 | 0.0155 | 0 | 0.5595 | 0 | 0 | 0
| 2343 |  |  |  |  | 0 | 0 | 0.0155 | 0 | 0.5595 | 0 | 0 | 0
| 2344 |  |  |  |  | 0 | 0 | 0.0155 | 0 | 0.5595 | 0 | 0 | 0
| 2345 |  |  |  |  | 0 | 0 | 0.0155 | 0 | 0.5595 | 0 | 0 | 0
| 2346 |  |  |  |  | 0 | 0 | 0.0155 | 0 | 0.5595 | 0 | 0 | 0
| 2347 |  |  |  |  | 0 | 0 | 0.0155 | 0 | 0.5595 | 0 | 0 | 0
| 2348 |  |  |  |  | 0 | 0 | 0.0155 | 0 | 0.5595 | 0 | 0 | 0
| 2349 |  |  |  |  | 0 | 0 | 0.0155 | 0 | 0.5595 | 0 | 0 | 0
| 2350 |  |  |  |  | 0 | 0 | 0.0155 | 0 | 0.5595 | 0 | 0 | 0
| 2351 |  |  |  |  | 0 | 0 | 0.0155 | 0 | 0.5595 | 0 | 0 | 0
| 2352 |  |  |  |  | 0 | 0 | 0.0155 | 0 | 0.5595 | 0 | 0 | 0
| 2353 |  |  |  |  | 0 | 0 | 0.0155 | 0 | 0.5595 | 0 | 0 | 0
| 2354 |  |  |  |  | 0 | 0 | 0.0155 | 0 | 0.5595 | 0 | 0 | 0
| 2355 |  |  |  |  | 0 | 0 | 0.0155 | 0 | 0.5595 | 0 | 0 | 0
| 2356 |  |  |  |  | 0 | 0 | 0.0155 | 0 | 0.5595 | 0 | 0 | 0
| 2357 |  |  |  |  | 0 | 0 | 0.0155 | 0 | 0.5595 | 0 | 0 | 0
| 2358 |  |  |  |  | 0 | 0 | 0.0155 | 0 | 0.5595 | 0 | 0 | 0
| 2359 |  |  |  |  | 0 | 0 | 0.0155 | 0 | 0.5595 | 0 | 0 | 0
| 2360 |  |  |  |  | 0 | 0 | 0.0155 | 0 | 0.5595 | 0 | 0 | 0
| 2361 |  |  |  |  | 0 | 0 | 0.0155 | 0 | 0.5595 | 0 | 0 | 0
| 2362 |  |  |  |  | 0 | 0 | 0.0155 | 0 | 0.5595 | 0 | 0 | 0
| 2363 |  |  |  |  | 0 | 0 | 0.0155 | 0 | 0.5595 | 0 | 0 | 0
| 2364 |  |  |  |  | 0 | 0 | 0.0155 | 0 | 0.5595 | 0 | 0 | 0
| 2365 |  |  |  |  | 0 | 0 | 0.0155 | 0 | 0.5595 | 0 | 0 | 0
| 2366 |  |  |  |  | 0 | 0 | 0.0155 | 0 | 0.5595 | 0 | 0 | 0
| 2367 |  |  |  |  | 0 | 0 | 0.0155 | 0 | 0.5595 | 0 | 0 | 0
| 2368 |  |  |  |  | 0 | 0 | 0.0155 | 0 | 0.5595 | 0 | 0 | 0
| 2369 |  |  |  |  | 0 | 0 | 0.0155 | 0 | 0.5595 | 0 | 0 | 0
| 2370 |  |  |  |  | 0 | 0 | 0.0155 | 0 | 0.5595 | 0 | 0 | 0
| 2371 |  |  |  |  | 0 | 0 | 0.0155 | 0 | 0.5595 | 0 | 0 | 0
| 2372 |  |  |  |  | 0 | 0 | 0.0155 | 0 | 0.5595 | 0 | 0 | 0
| 2373 |  |  |  |  | 0 | 0 | 0.0155 | 0 | 0.5595 | 0 | 0 | 0
| 2374 |  |  |  |  | 0 | 0 | 0.0155 | 0 | 0.5595 | 0 | 0 | 0
| 2375 |  |  |  |  | 0 | 0 | 0.0155 | 0 | 0.5595 | 0 | 0 | 0
| 2376 |  |  |  |  | 0 | 0 | 0.0155 | 0 | 0.5595 | 0 | 0 | 0
| 2377 |  |  |  |  | 0 | 0 | 0.0155 | 0 | 0.5595 | 0 | 0 | 0
| 2378 |  |  |  |  | 0 | 0 | 0.0155 | 0 | 0.5595 | 0 | 0 | 0
| 2379 |  |  |  |  | 0 | 0 | 0.0155 | 0 | 0.5595 | 0 | 0 | 0
| 2380 |  |  |  |  | 0 | 0 | 0.0155 | 0 | 0.5595 | 0 | 0 | 0
| 2381 |  |  |  |  | 0 | 0 | 0.0155 | 0 | 0.5595 | 0 | 0 | 0
| 2382 |  |  |  |  | 0 | 0 | 0.0155 | 0 | 0.5595 | 0 | 0 | 0
| 2383 |  |  |  |  | 0 | 0 | 0.0155 | 0 | 0.5595 | 0 | 0 | 0
| 2384 |  |  |  |  | 0 | 0 | 0.0155 | 0 | 0.5595 | 0 | 0 | 0
| 2385 |  |  |  |  | 0 | 0 | 0.0155 | 0 | 0.5595 | 0 | 0 | 0
| 2386 |  |  |  |  | 0 | 0 | 0.0155 | 0 | 0.5595 | 0 | 0 | 0
| 2387 |  |  |  |  | 0 | 0 | 0.0155 | 0 | 0.5595 | 0 | 0 | 0
| 2388 |  |  |  |  | 0 | 0 | 0.0155 | 0 | 0.5595 | 0 | 0 | 0
| 2389 |  |  |  |  | 0 | 0 | 0.0155 | 0 | 0.5595 | 0 | 0 | 0
| 2390 |  |  |  |  | 0 | 0 | 0.0155 | 0 | 0.5595 | 0 | 0 | 0
| 2391 |  |  |  |  | 0 | 0 | 0.0155 | 0 | 0.5595 | 0 | 0 | 0
| 2392 |  |  |  |  | 0 | 0 | 0.0155 | 0 | 0.5595 | 0 | 0 | 0
| 2393 |  |  |  |  | 0 | 0 | 0.0155 | 0 | 0.5595 | 0 | 0 | 0
| 2394 |  |  |  |  | 0 | 0 | 0.0155 | 0 | 0.5595 | 0 | 0 | 0
| 2395 |  |  |  |  | 0 | 0 | 0.0155 | 0 | 0.5595 | 0 | 0 | 0
| 2396 |  |  |  |  | 0 | 0 | 0.0155 | 0 | 0.5595 | 0 | 0 | 0
| 2397 |  |  |  |  | 0 | 0 | 0.0155 | 0 | 0.5595 | 0 | 0 | 0
| 2398 |  |  |  |  | 0 | 0 | 0.0155 | 0 | 0.5595 | 0 | 0 | 0
| 2399 |  |  |  |  | 0 | 0 | 0.0155 | 0 | 0.5595 | 0 | 0 | 0
| 2400 |  |  |  |  | 0 | 0 | 0.0155 | 0 | 0.5595 | 0 | 0 | 0
| 2401 |  |  |  |  | 0 | 0 | 0.0155 | 0 | 0.5595 | 0 | 0 | 0
| 2402 |  |  |  |  | 0 | 0 | 0.0155 | 0 | 0.5595 | 0 | 0 | 0
| 2403 |  |  |  |  | 0 | 0 | 0.0155 | 0 | 0.5595 | 0 | 0 | 0
| 2404 |  |  |  |  | 0 | 0 | 0.0155 | 0 | 0.5595 | 0 | 0 | 0
| 2405 |  |  |  |  | 0 | 0 | 0.0155 | 0 | 0.5595 | 0 | 0 | 0
| 2406 |  |  |  |  | 0 | 0 | 0.0155 | 0 | 0.5595 | 0 | 0 | 0
| 2407 |  |  |  |  | 0 | 0 | 0.0155 | 0 | 0.5595 | 0 | 0 | 0
| 2408 |  |  |  |  | 0 | 0 | 0.0155 | 0 | 0.5595 | 0 | 0 | 0
| 2409 |  |  |  |  | 0 | 0 | 0.0155 | 0 | 0.5595 | 0 | 0 | 0
| 2410 |  |  |  |  | 0 | 0 | 0.0155 | 0 | 0.5595 | 0 | 0 | 0
| 2411 |  |  |  |  | 0 | 0 | 0.0155 | 0 | 0.5595 | 0 | 0 | 0
| 2412 |  |  |  |  | 0 | 0 | 0.0155 | 0 | 0.5595 | 0 | 0 | 0
| 2413 |  |  |  |  | 0 | 0 | 0.0155 | 0 | 0.5595 | 0 | 0 | 0
| 2414 |  |  |  |  | 0 | 0 | 0.0155 | 0 | 0.5595 | 0 | 0 | 0
| 2415 |  |  |  |  | 0 | 0 | 0.0155 | 0 | 0.5595 | 0 | 0 | 0
| 2416 |  |  |  |  | 0 | 0 | 0.0155 | 0 | 0.5595 | 0 | 0 | 0
| 2417 |  |  |  |  | 0 | 0 | 0.0155 | 0 | 0.5595 | 0 | 0 | 0
| 2418 |  |  |  |  | 0 | 0 | 0.0155 | 0 | 0.5595 | 0 | 0 | 0
| 2419 |  |  |  |  | 0 | 0 | 0.0155 | 0 | 0.5595 | 0 | 0 | 0
| 2420 |  |  |  |  | 0 | 0 | 0.0155 | 0 | 0.5595 | 0 | 0 | 0
| 2421 |  |  |  |  | 0 | 0 | 0.0155 | 0 | 0.5595 | 0 | 0 | 0
| 2422 |  |  |  |  | 0 | 0 | 0.0155 | 0 | 0.5595 | 0 | 0 | 0
| 2423 |  |  |  |  | 0 | 0 | 0.0155 | 0 | 0.5595 | 0 | 0 | 0
| 2424 |  |  |  |  | 0 | 0 | 0.0155 | 0 | 0.5595 | 0 | 0 | 0
| 2425 |  |  |  |  | 0 | 0 | 0.0155 | 0 | 0.5595 | 0 | 0 | 0
| 2426 |  |  |  |  | 0 | 0 | 0.0155 | 0 | 0.5595 | 0 | 0 | 0
| 2427 |  |  |  |  | 0 | 0 | 0.0155 | 0 | 0.5595 | 0 | 0 | 0
| 2428 |  |  |  |  | 0 | 0 | 0.0155 | 0 | 0.5595 | 0 | 0 | 0
| 2429 |  |  |  |  | 0 | 0 | 0.0155 | 0 | 0.5595 | 0 | 0 | 0
| 2430 |  |  |  |  | 0 | 0 | 0.0155 | 0 | 0.5595 | 0 | 0 | 0
| 2431 |  |  |  |  | 0 | 0 | 0.0155 | 0 | 0.5595 | 0 | 0 | 0
| 2432 |  |  |  |  | 0 | 0 | 0.0155 | 0 | 0.5595 | 0 | 0 | 0
| 2433 |  |  |  |  | 0 | 0 | 0.0155 | 0 | 0.5595 | 0 | 0 | 0
| 2434 |  |  |  |  | 0 | 0 | 0.0155 | 0 | 0.5595 | 0 | 0 | 0
| 2435 |  |  |  |  | 0 | 0 | 0.0155 | 0 | 0.5595 | 0 | 0 | 0
| 2436 |  |  |  |  | 0 | 0 | 0.0155 | 0 | 0.5595 | 0 | 0 | 0
| 2437 |  |  |  |  | 0 | 0 | 0.0155 | 0 | 0.5595 | 0 | 0 | 0
| 2438 |  |  |  |  | 0 | 0 | 0.0155 | 0 | 0.5595 | 0 | 0 | 0
| 2439 |  |  |  |  | 0 | 0 | 0.0155 | 0 | 0.5595 | 0 | 0 | 0
| 2440 |  |  |  |  | 0 | 0 | 0.0155 | 0 | 0.5595 | 0 | 0 | 0
| 2441 |  |  |  |  | 0 | 0 | 0.0155 | 0 | 0.5595 | 0 | 0 | 0
| 2442 |  |  |  |  | 0 | 0 | 0.0155 | 0 | 0.5595 | 0 | 0 | 0
| 2443 |  |  |  |  | 0 | 0 | 0.0155 | 0 | 0.5595 | 0 | 0 | 0
| 2444 |  |  |  |  | 0 | 0 | 0.0155 | 0 | 0.5595 | 0 | 0 | 0
| 2445 |  |  |  |  | 0 | 0 | 0.0155 | 0 | 0.5595 | 0 | 0 | 0
| 2446 |  |  |  |  | 0 | 0 | 0.0155 | 0 | 0.5595 | 0 | 0 | 0
| 2447 |  |  |  |  | 0 | 0 | 0.0155 | 0 | 0.5595 | 0 | 0 | 0
| 2448 |  |  |  |  | 0 | 0 | 0.0155 | 0 | 0.5595 | 0 | 0 | 0
| 2449 |  |  |  |  | 0 | 0 | 0.0155 | 0 | 0.5595 | 0 | 0 | 0
| 2450 |  |  |  |  | 0 | 0 | 0.0155 | 0 | 0.5595 | 0 | 0 | 0
| 2451 |  |  |  |  | 0 | 0 | 0.0155 | 0 | 0.5595 | 0 | 0 | 0
| 2452 |  |  |  |  | 0 | 0 | 0.0155 | 0 | 0.5595 | 0 | 0 | 0
| 2453 |  |  |  |  | 0 | 0 | 0.0155 | 0 | 0.5595 | 0 | 0 | 0
| 2454 |  |  |  |  | 0 | 0 | 0.0155 | 0 | 0.5595 | 0 | 0 | 0
| 2455 |  |  |  |  | 0 | 0 | 0.0155 | 0 | 0.5595 | 0 | 0 | 0
| 2456 |  |  |  |  | 0 | 0 | 0.0155 | 0 | 0.5595 | 0 | 0 | 0
| 2457 |  |  |  |  | 0 | 0 | 0.0155 | 0 | 0.5595 | 0 | 0 | 0
| 2458 |  |  |  |  | 0 | 0 | 0.0155 | 0 | 0.5595 | 0 | 0 | 0
| 2459 |  |  |  |  | 0 | 0 | 0.0155 | 0 | 0.5595 | 0 | 0 | 0
| 2460 |  |  |  |  | 0 | 0 | 0.0155 | 0 | 0.5595 | 0 | 0 | 0
| 2461 |  |  |  |  | 0 | 0 | 0.0155 | 0 | 0.5595 | 0 | 0 | 0
| 2462 |  |  |  |  | 0 | 0 | 0.0155 | 0 | 0.5595 | 0 | 0 | 0
| 2463 |  |  |  |  | 0 | 0 | 0.0155 | 0 | 0.5595 | 0 | 0 | 0
| 2464 |  |  |  |  | 0 | 0 | 0.0155 | 0 | 0.5595 | 0 | 0 | 0
| 2465 |  |  |  |  | 0 | 0 | 0.0155 | 0 | 0.5595 | 0 | 0 | 0
| 2466 |  |  |  |  | 0 | 0 | 0.0155 | 0 | 0.5595 | 0 | 0 | 0
| 2467 |  |  |  |  | 0 | 0 | 0.0155 | 0 | 0.5595 | 0 | 0 | 0
| 2468 |  |  |  |  | 0 | 0 | 0.0155 | 0 | 0.5595 | 0 | 0 | 0
| 2469 |  |  |  |  | 0 | 0 | 0.0155 | 0 | 0.5595 | 0 | 0 | 0
| 2470 |  |  |  |  | 0 | 0 | 0.0155 | 0 | 0.5595 | 0 | 0 | 0
| 2471 |  |  |  |  | 0 | 0 | 0.0155 | 0 | 0.5595 | 0 | 0 | 0
| 2472 |  |  |  |  | 0 | 0 | 0.0155 | 0 | 0.5595 | 0 | 0 | 0
| 2473 |  |  |  |  | 0 | 0 | 0.0155 | 0 | 0.5595 | 0 | 0 | 0
| 2474 |  |  |  |  | 0 | 0 | 0.0155 | 0 | 0.5595 | 0 | 0 | 0
| 2475 |  |  |  |  | 0 | 0 | 0.0155 | 0 | 0.5595 | 0 | 0 | 0
| 2476 |  |  |  |  | 0 | 0 | 0.0155 | 0 | 0.5595 | 0 | 0 | 0
| 2477 |  |  |  |  | 0 | 0 | 0.0155 | 0 | 0.5595 | 0 | 0 | 0
| 2478 |  |  |  |  | 0 | 0 | 0.0155 | 0 | 0.5595 | 0 | 0 | 0
| 2479 |  |  |  |  | 0 | 0 | 0.0155 | 0 | 0.5595 | 0 | 0 | 0
| 2480 |  |  |  |  | 0 | 0 | 0.0155 | 0 | 0.5595 | 0 | 0 | 0
| 2481 |  |  |  |  | 0 | 0 | 0.0155 | 0 | 0.5595 | 0 | 0 | 0
| 2482 |  |  |  |  | 0 | 0 | 0.0155 | 0 | 0.5595 | 0 | 0 | 0
| 2483 |  |  |  |  | 0 | 0 | 0.0155 | 0 | 0.5595 | 0 | 0 | 0
| 2484 |  |  |  |  | 0 | 0 | 0.0155 | 0 | 0.5595 | 0 | 0 | 0
| 2485 |  |  |  |  | 0 | 0 | 0.0155 | 0 | 0.5595 | 0 | 0 | 0
| 2486 |  |  |  |  | 0 | 0 | 0.0155 | 0 | 0.5595 | 0 | 0 | 0
| 2487 |  |  |  |  | 0 | 0 | 0.0155 | 0 | 0.5595 | 0 | 0 | 0
| 2488 |  |  |  |  | 0 | 0 | 0.0155 | 0 | 0.5595 | 0 | 0 | 0
| 2489 |  |  |  |  | 0 | 0 | 0.0155 | 0 | 0.5595 | 0 | 0 | 0
| 2490 |  |  |  |  | 0 | 0 | 0.0155 | 0 | 0.5595 | 0 | 0 | 0
| 2491 |  |  |  |  | 0 | 0 | 0.0155 | 0 | 0.5595 | 0 | 0 | 0
| 2492 |  |  |  |  | 0 | 0 | 0.0155 | 0 | 0.5595 | 0 | 0 | 0
| 2493 |  |  |  |  | 0 | 0 | 0.0155 | 0 | 0.5595 | 0 | 0 | 0
| 2494 |  |  |  |  | 0 | 0 | 0.0155 | 0 | 0.5595 | 0 | 0 | 0
| 2495 |  |  |  |  | 0 | 0 | 0.0155 | 0 | 0.5595 | 0 | 0 | 0
| 2496 |  |  |  |  | 0 | 0 | 0.0155 | 0 | 0.5595 | 0 | 0 | 0
| 2497 |  |  |  |  | 0 | 0 | 0.0155 | 0 | 0.5595 | 0 | 0 | 0
| 2498 |  |  |  |  | 0 | 0 | 0.0155 | 0 | 0.5595 | 0 | 0 | 0
| 2499 |  |  |  |  | 0 | 0 | 0.0155 | 0 | 0.5595 | 0 | 0 | 0
| 2500 |  |  |  |  | 0 | 0 | 0.0155 | 0 | 0.5595 | 0 | 0 | 0
| 2501 |  |  |  |  | 0 | 0 | 0.0155 | 0 | 0.5595 | 0 | 0 | 0
| 2502 |  |  |  |  | 0 | 0 | 0.0155 | 0 | 0.5595 | 0 | 0 | 0
| 2503 |  |  |  |  | 0 | 0 | 0.0155 | 0 | 0.5595 | 0 | 0 | 0
| 2504 |  |  |  |  | 0 | 0 | 0.0155 | 0 | 0.5595 | 0 | 0 | 0
| 2505 |  |  |  |  | 0 | 0 | 0.0155 | 0 | 0.5595 | 0 | 0 | 0
| 2506 |  |  |  |  | 0 | 0 | 0.0155 | 0 | 0.5595 | 0 | 0 | 0
| 2507 |  |  |  |  | 0 | 0 | 0.0155 | 0 | 0.5595 | 0 | 0 | 0
| 2508 |  |  |  |  | 0 | 0 | 0.0155 | 0 | 0.5595 | 0 | 0 | 0
| 2509 |  |  |  |  | 0 | 0 | 0.0155 | 0 | 0.5595 | 0 | 0 | 0
| 2510 |  |  |  |  | 0 | 0 | 0.0155 | 0 | 0.5595 | 0 | 0 | 0
| 2511 |  |  |  |  | 0 | 0 | 0.0155 | 0 | 0.5595 | 0 | 0 | 0
| 2512 |  |  |  |  | 0 | 0 | 0.0155 | 0 | 0.5595 | 0 | 0 | 0
| 2513 |  |  |  |  | 0 | 0 | 0.0155 | 0 | 0.5595 | 0 | 0 | 0
| 2514 |  |  |  |  | 0 | 0 | 0.0155 | 0 | 0.5595 | 0 | 0 | 0
| 2515 |  |  |  |  | 0 | 0 | 0.0155 | 0 | 0.5595 | 0 | 0 | 0
| 2516 |  |  |  |  | 0 | 0 | 0.0155 | 0 | 0.5595 | 0 | 0 | 0
| 2517 |  |  |  |  | 0 | 0 | 0.0155 | 0 | 0.5595 | 0 | 0 | 0
| 2518 |  |  |  |  | 0 | 0 | 0.0155 | 0 | 0.5595 | 0 | 0 | 0
| 2519 |  |  |  |  | 0 | 0 | 0.0155 | 0 | 0.5595 | 0 | 0 | 0
| 2520 |  |  |  |  | 0 | 0 | 0.0155 | 0 | 0.5595 | 0 | 0 | 0
| 2521 |  |  |  |  | 0 | 0 | 0.0155 | 0 | 0.5595 | 0 | 0 | 0
| 2522 |  |  |  |  | 0 | 0 | 0.0155 | 0 | 0.5595 | 0 | 0 | 0
| 2523 |  |  |  |  | 0 | 0 | 0.0155 | 0 | 0.5595 | 0 | 0 | 0
| 2524 |  |  |  |  | 0 | 0 | 0.0155 | 0 | 0.5595 | 0 | 0 | 0
| 2525 |  |  |  |  | 0 | 0 | 0.0155 | 0 | 0.5595 | 0 | 0 | 0
| 2526 |  |  |  |  | 0 | 0 | 0.0155 | 0 | 0.5595 | 0 | 0 | 0
| 2527 |  |  |  |  | 0 | 0 | 0.0155 | 0 | 0.5595 | 0 | 0 | 0
| 2528 |  |  |  |  | 0 | 0 | 0.0155 | 0 | 0.5595 | 0 | 0 | 0
| 2529 |  |  |  |  | 0 | 0 | 0.0155 | 0 | 0.5595 | 0 | 0 | 0
| 2530 |  |  |  |  | 0 | 0 | 0.0155 | 0 | 0.5595 | 0 | 0 | 0
| 2531 |  |  |  |  | 0 | 0 | 0.0155 | 0 | 0.5595 | 0 | 0 | 0
| 2532 |  |  |  |  | 0 | 0 | 0.0155 | 0 | 0.5595 | 0 | 0 | 0
| 2533 |  |  |  |  | 0 | 0 | 0.0155 | 0 | 0.5595 | 0 | 0 | 0
| 2534 |  |  |  |  | 0 | 0 | 0.0155 | 0 | 0.5595 | 0 | 0 | 0
| 2535 |  |  |  |  | 0 | 0 | 0.0155 | 0 | 0.5595 | 0 | 0 | 0
| 2536 |  |  |  |  | 0 | 0 | 0.0155 | 0 | 0.5595 | 0 | 0 | 0
| 2537 |  |  |  |  | 0 | 0 | 0.0155 | 0 | 0.5595 | 0 | 0 | 0
| 2538 |  |  |  |  | 0 | 0 | 0.0155 | 0 | 0.5595 | 0 | 0 | 0
| 2539 |  |  |  |  | 0 | 0 | 0.0155 | 0 | 0.5595 | 0 | 0 | 0
| 2540 |  |  |  |  | 0 | 0 | 0.0155 | 0 | 0.5595 | 0 | 0 | 0
| 2541 |  |  |  |  | 0 | 0 | 0.0155 | 0 | 0.5595 | 0 | 0 | 0
| 2542 |  |  |  |  | 0 | 0 | 0.0155 | 0 | 0.5595 | 0 | 0 | 0
| 2543 |  |  |  |  | 0 | 0 | 0.0155 | 0 | 0.5595 | 0 | 0 | 0
| 2544 |  |  |  |  | 0 | 0 | 0.0155 | 0 | 0.5595 | 0 | 0 | 0
| 2545 |  |  |  |  | 0 | 0 | 0.0155 | 0 | 0.5595 | 0 | 0 | 0
| 2546 |  |  |  |  | 0 | 0 | 0.0155 | 0 | 0.5595 | 0 | 0 | 0
| 2547 |  |  |  |  | 0 | 0 | 0.0155 | 0 | 0.5595 | 0 | 0 | 0
| 2548 |  |  |  |  | 0 | 0 | 0.0155 | 0 | 0.5595 | 0 | 0 | 0
| 2549 |  |  |  |  | 0 | 0 | 0.0155 | 0 | 0.5595 | 0 | 0 | 0
| 2550 |  |  |  |  | 0 | 0 | 0.0155 | 0 | 0.5595 | 0 | 0 | 0
| 2551 |  |  |  |  | 0 | 0 | 0.0155 | 0 | 0.5595 | 0 | 0 | 0
| 2552 |  |  |  |  | 0 | 0 | 0.0155 | 0 | 0.5595 | 0 | 0 | 0
| 2553 |  |  |  |  | 0 | 0 | 0.0155 | 0 | 0.5595 | 0 | 0 | 0
| 2554 |  |  |  |  | 0 | 0 | 0.0155 | 0 | 0.5595 | 0 | 0 | 0
| 2555 |  |  |  |  | 0 | 0 | 0.0155 | 0 | 0.5595 | 0 | 0 | 0
| 2556 |  |  |  |  | 0 | 0 | 0.0155 | 0 | 0.5595 | 0 | 0 | 0
| 2557 |  |  |  |  | 0 | 0 | 0.0155 | 0 | 0.5595 | 0 | 0 | 0
| 2558 |  |  |  |  | 0 | 0 | 0.0155 | 0 | 0.5595 | 0 | 0 | 0
| 2559 |  |  |  |  | 0 | 0 | 0.0155 | 0 | 0.5595 | 0 | 0 | 0
| 2560 |  |  |  |  | 0 | 0 | 0.0155 | 0 | 0.5595 | 0 | 0 | 0
| 2561 |  |  |  |  | 0 | 0 | 0.0155 | 0 | 0.5595 | 0 | 0 | 0
| 2562 |  |  |  |  | 0 | 0 | 0.0155 | 0 | 0.5595 | 0 | 0 | 0
| 2563 |  |  |  |  | 0 | 0 | 0.0155 | 0 | 0.5595 | 0 | 0 | 0
| 2564 |  |  |  |  | 0 | 0 | 0.0155 | 0 | 0.5595 | 0 | 0 | 0
| 2565 |  |  |  |  | 0 | 0 | 0.0155 | 0 | 0.5595 | 0 | 0 | 0
| 2566 |  |  |  |  | 0 | 0 | 0.0155 | 0 | 0.5595 | 0 | 0 | 0
| 2567 |  |  |  |  | 0 | 0 | 0.0155 | 0 | 0.5595 | 0 | 0 | 0
| 2568 |  |  |  |  | 0 | 0 | 0.0155 | 0 | 0.5595 | 0 | 0 | 0
| 2569 |  |  |  |  | 0 | 0 | 0.0155 | 0 | 0.5595 | 0 | 0 | 0
| 2570 |  |  |  |  | 0 | 0 | 0.0155 | 0 | 0.5595 | 0 | 0 | 0
| 2571 |  |  |  |  | 0 | 0 | 0.0155 | 0 | 0.5595 | 0 | 0 | 0
| 2572 |  |  |  |  | 0 | 0 | 0.0155 | 0 | 0.5595 | 0 | 0 | 0
| 2573 |  |  |  |  | 0 | 0 | 0.0155 | 0 | 0.5595 | 0 | 0 | 0
| 2574 |  |  |  |  | 0 | 0 | 0.0155 | 0 | 0.5595 | 0 | 0 | 0
| 2575 |  |  |  |  | 0 | 0 | 0.0155 | 0 | 0.5595 | 0 | 0 | 0
| 2576 |  |  |  |  | 0 | 0 | 0.0155 | 0 | 0.5595 | 0 | 0 | 0
| 2577 |  |  |  |  | 0 | 0 | 0.0155 | 0 | 0.5595 | 0 | 0 | 0
| 2578 |  |  |  |  | 0 | 0 | 0.0155 | 0 | 0.5595 | 0 | 0 | 0
| 2579 |  |  |  |  | 0 | 0 | 0.0155 | 0 | 0.5595 | 0 | 0 | 0
| 2580 |  |  |  |  | 0 | 0 | 0.0155 | 0 | 0.5595 | 0 | 0 | 0
| 2581 |  |  |  |  | 0 | 0 | 0.0155 | 0 | 0.5595 | 0 | 0 | 0
| 2582 |  |  |  |  | 0 | 0 | 0.0155 | 0 | 0.5595 | 0 | 0 | 0
| 2583 |  |  |  |  | 0 | 0 | 0.0155 | 0 | 0.5595 | 0 | 0 | 0
| 2584 |  |  |  |  | 0 | 0 | 0.0155 | 0 | 0.5595 | 0 | 0 | 0
| 2585 |  |  |  |  | 0 | 0 | 0.0155 | 0 | 0.5595 | 0 | 0 | 0
| 2586 |  |  |  |  | 0 | 0 | 0.0155 | 0 | 0.5595 | 0 | 0 | 0
| 2587 |  |  |  |  | 0 | 0 | 0.0155 | 0 | 0.5595 | 0 | 0 | 0
| 2588 |  |  |  |  | 0 | 0 | 0.0155 | 0 | 0.5595 | 0 | 0 | 0
| 2589 |  |  |  |  | 0 | 0 | 0.0155 | 0 | 0.5595 | 0 | 0 | 0
| 2590 |  |  |  |  | 0 | 0 | 0.0155 | 0 | 0.5595 | 0 | 0 | 0
| 2591 |  |  |  |  | 0 | 0 | 0.0155 | 0 | 0.5595 | 0 | 0 | 0
| 2592 |  |  |  |  | 0 | 0 | 0.0155 | 0 | 0.5595 | 0 | 0 | 0
| 2593 |  |  |  |  | 0 | 0 | 0.0155 | 0 | 0.5595 | 0 | 0 | 0
| 2594 |  |  |  |  | 0 | 0 | 0.0155 | 0 | 0.5595 | 0 | 0 | 0
| 2595 |  |  |  |  | 0 | 0 | 0.0155 | 0 | 0.5595 | 0 | 0 | 0
| 2596 |  |  |  |  | 0 | 0 | 0.0155 | 0 | 0.5595 | 0 | 0 | 0
| 2597 |  |  |  |  | 0 | 0 | 0.0155 | 0 | 0.5595 | 0 | 0 | 0
| 2598 |  |  |  |  | 0 | 0 | 0.0155 | 0 | 0.5595 | 0 | 0 | 0
| 2599 |  |  |  |  | 0 | 0 | 0.0155 | 0 | 0.5595 | 0 | 0 | 0
| 2600 |  |  |  |  | 0 | 0 | 0.0155 | 0 | 0.5595 | 0 | 0 | 0
| 2601 |  |  |  |  | 0 | 0 | 0.0155 | 0 | 0.5595 | 0 | 0 | 0
| 2602 |  |  |  |  | 0 | 0 | 0.0155 | 0 | 0.5595 | 0 | 0 | 0
| 2603 |  |  |  |  | 0 | 0 | 0.0155 | 0 | 0.5595 | 0 | 0 | 0
| 2604 |  |  |  |  | 0 | 0 | 0.0155 | 0 | 0.5595 | 0 | 0 | 0
| 2605 |  |  |  |  | 0 | 0 | 0.0155 | 0 | 0.5595 | 0 | 0 | 0
| 2606 |  |  |  |  | 0 | 0 | 0.0155 | 0 | 0.5595 | 0 | 0 | 0
| 2607 |  |  |  |  | 0 | 0 | 0.0155 | 0 | 0.5595 | 0 | 0 | 0
| 2608 |  |  |  |  | 0 | 0 | 0.0155 | 0 | 0.5595 | 0 | 0 | 0
| 2609 |  |  |  |  | 0 | 0 | 0.0155 | 0 | 0.5595 | 0 | 0 | 0
| 2610 |  |  |  |  | 0 | 0 | 0.0155 | 0 | 0.5595 | 0 | 0 | 0
| 2611 |  |  |  |  | 0 | 0 | 0.0155 | 0 | 0.5595 | 0 | 0 | 0
| 2612 |  |  |  |  | 0 | 0 | 0.0155 | 0 | 0.5595 | 0 | 0 | 0
| 2613 |  |  |  |  | 0 | 0 | 0.0155 | 0 | 0.5595 | 0 | 0 | 0
| 2614 |  |  |  |  | 0 | 0 | 0.0155 | 0 | 0.5595 | 0 | 0 | 0
| 2615 |  |  |  |  | 0 | 0 | 0.0155 | 0 | 0.5595 | 0 | 0 | 0
| 2616 |  |  |  |  | 0 | 0 | 0.0155 | 0 | 0.5595 | 0 | 0 | 0
| 2617 |  |  |  |  | 0 | 0 | 0.0155 | 0 | 0.5595 | 0 | 0 | 0
| 2618 |  |  |  |  | 0 | 0 | 0.0155 | 0 | 0.5595 | 0 | 0 | 0
| 2619 |  |  |  |  | 0 | 0 | 0.0155 | 0 | 0.5595 | 0 | 0 | 0
| 2620 |  |  |  |  | 0 | 0 | 0.0155 | 0 | 0.5595 | 0 | 0 | 0
| 2621 |  |  |  |  | 0 | 0 | 0.0155 | 0 | 0.5595 | 0 | 0 | 0
| 2622 |  |  |  |  | 0 | 0 | 0.0155 | 0 | 0.5595 | 0 | 0 | 0
| 2623 |  |  |  |  | 0 | 0 | 0.0155 | 0 | 0.5595 | 0 | 0 | 0
| 2624 |  |  |  |  | 0 | 0 | 0.0155 | 0 | 0.5595 | 0 | 0 | 0
| 2625 |  |  |  |  | 0 | 0 | 0.0155 | 0 | 0.5595 | 0 | 0 | 0
| 2626 |  |  |  |  | 0 | 0 | 0.0155 | 0 | 0.5595 | 0 | 0 | 0
| 2627 |  |  |  |  | 0 | 0 | 0.0155 | 0 | 0.5595 | 0 | 0 | 0
| 2628 |  |  |  |  | 0 | 0 | 0.0155 | 0 | 0.5595 | 0 | 0 | 0
| 2629 |  |  |  |  | 0 | 0 | 0.0155 | 0 | 0.5595 | 0 | 0 | 0
| 2630 |  |  |  |  | 0 | 0 | 0.0155 | 0 | 0.5595 | 0 | 0 | 0
| 2631 |  |  |  |  | 0 | 0 | 0.0155 | 0 | 0.5595 | 0 | 0 | 0
| 2632 |  |  |  |  | 0 | 0 | 0.0155 | 0 | 0.5595 | 0 | 0 | 0
| 2633 |  |  |  |  | 0 | 0 | 0.0155 | 0 | 0.5595 | 0 | 0 | 0
| 2634 |  |  |  |  | 0 | 0 | 0.0155 | 0 | 0.5595 | 0 | 0 | 0
| 2635 |  |  |  |  | 0 | 0 | 0.0155 | 0 | 0.5595 | 0 | 0 | 0
| 2636 |  |  |  |  | 0 | 0 | 0.0155 | 0 | 0.5595 | 0 | 0 | 0
| 2637 |  |  |  |  | 0 | 0 | 0.0155 | 0 | 0.5595 | 0 | 0 | 0
| 2638 |  |  |  |  | 0 | 0 | 0.0155 | 0 | 0.5595 | 0 | 0 | 0
| 2639 |  |  |  |  | 0 | 0 | 0.0155 | 0 | 0.5595 | 0 | 0 | 0
| 2640 |  |  |  |  | 0 | 0 | 0.0155 | 0 | 0.5595 | 0 | 0 | 0
| 2641 |  |  |  |  | 0 | 0 | 0.0155 | 0 | 0.5595 | 0 | 0 | 0
| 2642 |  |  |  |  | 0 | 0 | 0.0155 | 0 | 0.5595 | 0 | 0 | 0
| 2643 |  |  |  |  | 0 | 0 | 0.0155 | 0 | 0.5595 | 0 | 0 | 0
| 2644 |  |  |  |  | 0 | 0 | 0.0155 | 0 | 0.5595 | 0 | 0 | 0
| 2645 |  |  |  |  | 0 | 0 | 0.0155 | 0 | 0.5595 | 0 | 0 | 0
| 2646 |  |  |  |  | 0 | 0 | 0.0155 | 0 | 0.5595 | 0 | 0 | 0
| 2647 |  |  |  |  | 0 | 0 | 0.0155 | 0 | 0.5595 | 0 | 0 | 0
| 2648 |  |  |  |  | 0 | 0 | 0.0155 | 0 | 0.5595 | 0 | 0 | 0
| 2649 |  |  |  |  | 0 | 0 | 0.0155 | 0 | 0.5595 | 0 | 0 | 0
| 2650 |  |  |  |  | 0 | 0 | 0.0155 | 0 | 0.5595 | 0 | 0 | 0
| 2651 |  |  |  |  | 0 | 0 | 0.0155 | 0 | 0.5595 | 0 | 0 | 0
| 2652 |  |  |  |  | 0 | 0 | 0.0155 | 0 | 0.5595 | 0 | 0 | 0
| 2653 |  |  |  |  | 0 | 0 | 0.0155 | 0 | 0.5595 | 0 | 0 | 0
| 2654 |  |  |  |  | 0 | 0 | 0.0155 | 0 | 0.5595 | 0 | 0 | 0
| 2655 |  |  |  |  | 0 | 0 | 0.0155 | 0 | 0.5595 | 0 | 0 | 0
| 2656 |  |  |  |  | 0 | 0 | 0.0155 | 0 | 0.5595 | 0 | 0 | 0
| 2657 |  |  |  |  | 0 | 0 | 0.0155 | 0 | 0.5595 | 0 | 0 | 0
| 2658 |  |  |  |  | 0 | 0 | 0.0155 | 0 | 0.5595 | 0 | 0 | 0
| 2659 |  |  |  |  | 0 | 0 | 0.0155 | 0 | 0.5595 | 0 | 0 | 0
| 2660 |  |  |  |  | 0 | 0 | 0.0155 | 0 | 0.5595 | 0 | 0 | 0
| 2661 |  |  |  |  | 0 | 0 | 0.0155 | 0 | 0.5595 | 0 | 0 | 0
| 2662 |  |  |  |  | 0 | 0 | 0.0155 | 0 | 0.5595 | 0 | 0 | 0
| 2663 |  |  |  |  | 0 | 0 | 0.0155 | 0 | 0.5595 | 0 | 0 | 0
| 2664 |  |  |  |  | 0 | 0 | 0.0155 | 0 | 0.5595 | 0 | 0 | 0
| 2665 |  |  |  |  | 0 | 0 | 0.0155 | 0 | 0.5595 | 0 | 0 | 0
| 2666 |  |  |  |  | 0 | 0 | 0.0155 | 0 | 0.5595 | 0 | 0 | 0
| 2667 |  |  |  |  | 0 | 0 | 0.0155 | 0 | 0.5595 | 0 | 0 | 0
| 2668 |  |  |  |  | 0 | 0 | 0.0155 | 0 | 0.5595 | 0 | 0 | 0
| 2669 |  |  |  |  | 0 | 0 | 0.0155 | 0 | 0.5595 | 0 | 0 | 0
| 2670 |  |  |  |  | 0 | 0 | 0.0155 | 0 | 0.5595 | 0 | 0 | 0
| 2671 |  |  |  |  | 0 | 0 | 0.0155 | 0 | 0.5595 | 0 | 0 | 0
| 2672 |  |  |  |  | 0 | 0 | 0.0155 | 0 | 0.5595 | 0 | 0 | 0
| 2673 |  |  |  |  | 0 | 0 | 0.0155 | 0 | 0.5595 | 0 | 0 | 0
| 2674 |  |  |  |  | 0 | 0 | 0.0155 | 0 | 0.5595 | 0 | 0 | 0
| 2675 |  |  |  |  | 0 | 0 | 0.0155 | 0 | 0.5595 | 0 | 0 | 0
| 2676 |  |  |  |  | 0 | 0 | 0.0155 | 0 | 0.5595 | 0 | 0 | 0
| 2677 |  |  |  |  | 0 | 0 | 0.0155 | 0 | 0.5595 | 0 | 0 | 0
| 2678 |  |  |  |  | 0 | 0 | 0.0155 | 0 | 0.5595 | 0 | 0 | 0
| 2679 |  |  |  |  | 0 | 0 | 0.0155 | 0 | 0.5595 | 0 | 0 | 0
| 2680 |  |  |  |  | 0 | 0 | 0.0155 | 0 | 0.5595 | 0 | 0 | 0
| 2681 |  |  |  |  | 0 | 0 | 0.0155 | 0 | 0.5595 | 0 | 0 | 0
| 2682 |  |  |  |  | 0 | 0 | 0.0155 | 0 | 0.5595 | 0 | 0 | 0
| 2683 |  |  |  |  | 0 | 0 | 0.0155 | 0 | 0.5595 | 0 | 0 | 0
| 2684 |  |  |  |  | 0 | 0 | 0.0155 | 0 | 0.5595 | 0 | 0 | 0
| 2685 |  |  |  |  | 0 | 0 | 0.0155 | 0 | 0.5595 | 0 | 0 | 0
| 2686 |  |  |  |  | 0 | 0 | 0.0155 | 0 | 0.5595 | 0 | 0 | 0
| 2687 |  |  |  |  | 0 | 0 | 0.0155 | 0 | 0.5595 | 0 | 0 | 0
| 2688 |  |  |  |  | 0 | 0 | 0.0155 | 0 | 0.5595 | 0 | 0 | 0
| 2689 |  |  |  |  | 0 | 0 | 0.0155 | 0 | 0.5595 | 0 | 0 | 0
| 2690 |  |  |  |  | 0 | 0 | 0.0155 | 0 | 0.5595 | 0 | 0 | 0
| 2691 |  |  |  |  | 0 | 0 | 0.0155 | 0 | 0.5595 | 0 | 0 | 0
| 2692 |  |  |  |  | 0 | 0 | 0.0155 | 0 | 0.5595 | 0 | 0 | 0
| 2693 |  |  |  |  | 0 | 0 | 0.0155 | 0 | 0.5595 | 0 | 0 | 0
| 2694 |  |  |  |  | 0 | 0 | 0.0155 | 0 | 0.5595 | 0 | 0 | 0
| 2695 |  |  |  |  | 0 | 0 | 0.0155 | 0 | 0.5595 | 0 | 0 | 0
| 2696 |  |  |  |  | 0 | 0 | 0.0155 | 0 | 0.5595 | 0 | 0 | 0
| 2697 |  |  |  |  | 0 | 0 | 0.0155 | 0 | 0.5595 | 0 | 0 | 0
| 2698 |  |  |  |  | 0 | 0 | 0.0155 | 0 | 0.5595 | 0 | 0 | 0
| 2699 |  |  |  |  | 0 | 0 | 0.0155 | 0 | 0.5595 | 0 | 0 | 0
| 2700 |  |  |  |  | 0 | 0 | 0.0155 | 0 | 0.5595 | 0 | 0 | 0
| 2701 |  |  |  |  | 0 | 0 | 0.0155 | 0 | 0.5595 | 0 | 0 | 0
| 2702 |  |  |  |  | 0 | 0 | 0.0155 | 0 | 0.5595 | 0 | 0 | 0
| 2703 |  |  |  |  | 0 | 0 | 0.0155 | 0 | 0.5595 | 0 | 0 | 0
| 2704 |  |  |  |  | 0 | 0 | 0.0155 | 0 | 0.5595 | 0 | 0 | 0
| 2705 |  |  |  |  | 0 | 0 | 0.0155 | 0 | 0.5595 | 0 | 0 | 0
| 2706 |  |  |  |  | 0 | 0 | 0.0155 | 0 | 0.5595 | 0 | 0 | 0
| 2707 |  |  |  |  | 0 | 0 | 0.0155 | 0 | 0.5595 | 0 | 0 | 0
| 2708 |  |  |  |  | 0 | 0 | 0.0155 | 0 | 0.5595 | 0 | 0 | 0
| 2709 |  |  |  |  | 0 | 0 | 0.0155 | 0 | 0.5595 | 0 | 0 | 0
| 2710 |  |  |  |  | 0 | 0 | 0.0155 | 0 | 0.5595 | 0 | 0 | 0
| 2711 |  |  |  |  | 0 | 0 | 0.0155 | 0 | 0.5595 | 0 | 0 | 0
| 2712 |  |  |  |  | 0 | 0 | 0.0155 | 0 | 0.5595 | 0 | 0 | 0
| 2713 |  |  |  |  | 0 | 0 | 0.0155 | 0 | 0.5595 | 0 | 0 | 0
| 2714 |  |  |  |  | 0 | 0 | 0.0155 | 0 | 0.5595 | 0 | 0 | 0
| 2715 |  |  |  |  | 0 | 0 | 0.0155 | 0 | 0.5595 | 0 | 0 | 0
| 2716 |  |  |  |  | 0 | 0 | 0.0155 | 0 | 0.5595 | 0 | 0 | 0
| 2717 |  |  |  |  | 0 | 0 | 0.0155 | 0 | 0.5595 | 0 | 0 | 0
| 2718 |  |  |  |  | 0 | 0 | 0.0155 | 0 | 0.5595 | 0 | 0 | 0
| 2719 |  |  |  |  | 0 | 0 | 0.0155 | 0 | 0.5595 | 0 | 0 | 0
| 2720 |  |  |  |  | 0 | 0 | 0.0155 | 0 | 0.5595 | 0 | 0 | 0
| 2721 |  |  |  |  | 0 | 0 | 0.0155 | 0 | 0.5595 | 0 | 0 | 0
| 2722 |  |  |  |  | 0 | 0 | 0.0155 | 0 | 0.5595 | 0 | 0 | 0
| 2723 |  |  |  |  | 0 | 0 | 0.0155 | 0 | 0.5595 | 0 | 0 | 0
| 2724 |  |  |  |  | 0 | 0 | 0.0155 | 0 | 0.5595 | 0 | 0 | 0
| 2725 |  |  |  |  | 0 | 0 | 0.0155 | 0 | 0.5595 | 0 | 0 | 0
| 2726 |  |  |  |  | 0 | 0 | 0.0155 | 0 | 0.5595 | 0 | 0 | 0
| 2727 |  |  |  |  | 0 | 0 | 0.0155 | 0 | 0.5595 | 0 | 0 | 0
| 2728 |  |  |  |  | 0 | 0 | 0.0155 | 0 | 0.5595 | 0 | 0 | 0
| 2729 |  |  |  |  | 0 | 0 | 0.0155 | 0 | 0.5595 | 0 | 0 | 0
| 2730 |  |  |  |  | 0 | 0 | 0.0155 | 0 | 0.5595 | 0 | 0 | 0
| 2731 |  |  |  |  | 0 | 0 | 0.0155 | 0 | 0.5595 | 0 | 0 | 0
| 2732 |  |  |  |  | 0 | 0 | 0.0155 | 0 | 0.5595 | 0 | 0 | 0
| 2733 |  |  |  |  | 0 | 0 | 0.0155 | 0 | 0.5595 | 0 | 0 | 0
| 2734 |  |  |  |  | 0 | 0 | 0.0155 | 0 | 0.5595 | 0 | 0 | 0
| 2735 |  |  |  |  | 0 | 0 | 0.0155 | 0 | 0.5595 | 0 | 0 | 0
| 2736 |  |  |  |  | 0 | 0 | 0.0155 | 0 | 0.5595 | 0 | 0 | 0
| 2737 |  |  |  |  | 0 | 0 | 0.0155 | 0 | 0.5595 | 0 | 0 | 0
| 2738 |  |  |  |  | 0 | 0 | 0.0155 | 0 | 0.5595 | 0 | 0 | 0
| 2739 |  |  |  |  | 0 | 0 | 0.0155 | 0 | 0.5595 | 0 | 0 | 0
| 2740 |  |  |  |  | 0 | 0 | 0.0155 | 0 | 0.5595 | 0 | 0 | 0
| 2741 |  |  |  |  | 0 | 0 | 0.0155 | 0 | 0.5595 | 0 | 0 | 0
| 2742 |  |  |  |  | 0 | 0 | 0.0155 | 0 | 0.5595 | 0 | 0 | 0
| 2743 |  |  |  |  | 0 | 0 | 0.0155 | 0 | 0.5595 | 0 | 0 | 0
| 2744 |  |  |  |  | 0 | 0 | 0.0155 | 0 | 0.5595 | 0 | 0 | 0
| 2745 |  |  |  |  | 0 | 0 | 0.0155 | 0 | 0.5595 | 0 | 0 | 0
| 2746 |  |  |  |  | 0 | 0 | 0.0155 | 0 | 0.5595 | 0 | 0 | 0
| 2747 |  |  |  |  | 0 | 0 | 0.0155 | 0 | 0.5595 | 0 | 0 | 0
| 2748 |  |  |  |  | 0 | 0 | 0.0155 | 0 | 0.5595 | 0 | 0 | 0
| 2749 |  |  |  |  | 0 | 0 | 0.0155 | 0 | 0.5595 | 0 | 0 | 0
| 2750 |  |  |  |  | 0 | 0 | 0.0155 | 0 | 0.5595 | 0 | 0 | 0
| 2751 |  |  |  |  | 0 | 0 | 0.0155 | 0 | 0.5595 | 0 | 0 | 0
| 2752 |  |  |  |  | 0 | 0 | 0.0155 | 0 | 0.5595 | 0 | 0 | 0
| 2753 |  |  |  |  | 0 | 0 | 0.0155 | 0 | 0.5595 | 0 | 0 | 0
| 2754 |  |  |  |  | 0 | 0 | 0.0155 | 0 | 0.5595 | 0 | 0 | 0
| 2755 |  |  |  |  | 0 | 0 | 0.0155 | 0 | 0.5595 | 0 | 0 | 0
| 2756 |  |  |  |  | 0 | 0 | 0.0155 | 0 | 0.5595 | 0 | 0 | 0
| 2757 |  |  |  |  | 0 | 0 | 0.0155 | 0 | 0.5595 | 0 | 0 | 0
| 2758 |  |  |  |  | 0 | 0 | 0.0155 | 0 | 0.5595 | 0 | 0 | 0
| 2759 |  |  |  |  | 0 | 0 | 0.0155 | 0 | 0.5595 | 0 | 0 | 0
| 2760 |  |  |  |  | 0 | 0 | 0.0155 | 0 | 0.5595 | 0 | 0 | 0
| 2761 |  |  |  |  | 0 | 0 | 0.0155 | 0 | 0.5595 | 0 | 0 | 0
| 2762 |  |  |  |  | 0 | 0 | 0.0155 | 0 | 0.5595 | 0 | 0 | 0
| 2763 |  |  |  |  | 0 | 0 | 0.0155 | 0 | 0.5595 | 0 | 0 | 0
| 2764 |  |  |  |  | 0 | 0 | 0.0155 | 0 | 0.5595 | 0 | 0 | 0
| 2765 |  |  |  |  | 0 | 0 | 0.0155 | 0 | 0.5595 | 0 | 0 | 0
| 2766 |  |  |  |  | 0 | 0 | 0.0155 | 0 | 0.5595 | 0 | 0 | 0
| 2767 |  |  |  |  | 0 | 0 | 0.0155 | 0 | 0.5595 | 0 | 0 | 0
| 2768 |  |  |  |  | 0 | 0 | 0.0155 | 0 | 0.5595 | 0 | 0 | 0
| 2769 |  |  |  |  | 0 | 0 | 0.0155 | 0 | 0.5595 | 0 | 0 | 0
| 2770 |  |  |  |  | 0 | 0 | 0.0155 | 0 | 0.5595 | 0 | 0 | 0
| 2771 |  |  |  |  | 0 | 0 | 0.0155 | 0 | 0.5595 | 0 | 0 | 0
| 2772 |  |  |  |  | 0 | 0 | 0.0155 | 0 | 0.5595 | 0 | 0 | 0
| 2773 |  |  |  |  | 0 | 0 | 0.0155 | 0 | 0.5595 | 0 | 0 | 0
| 2774 |  |  |  |  | 0 | 0 | 0.0155 | 0 | 0.5595 | 0 | 0 | 0
| 2775 |  |  |  |  | 0 | 0 | 0.0155 | 0 | 0.5595 | 0 | 0 | 0
| 2776 |  |  |  |  | 0 | 0 | 0.0155 | 0 | 0.5595 | 0 | 0 | 0
| 2777 |  |  |  |  | 0 | 0 | 0.0155 | 0 | 0.5595 | 0 | 0 | 0
| 2778 |  |  |  |  | 0 | 0 | 0.0155 | 0 | 0.5595 | 0 | 0 | 0
| 2779 |  |  |  |  | 0 | 0 | 0.0155 | 0 | 0.5595 | 0 | 0 | 0
| 2780 |  |  |  |  | 0 | 0 | 0.0155 | 0 | 0.5595 | 0 | 0 | 0
| 2781 |  |  |  |  | 0 | 0 | 0.0155 | 0 | 0.5595 | 0 | 0 | 0
| 2782 |  |  |  |  | 0 | 0 | 0.0155 | 0 | 0.5595 | 0 | 0 | 0
| 2783 |  |  |  |  | 0 | 0 | 0.0155 | 0 | 0.5595 | 0 | 0 | 0
| 2784 |  |  |  |  | 0 | 0 | 0.0155 | 0 | 0.5595 | 0 | 0 | 0
| 2785 |  |  |  |  | 0 | 0 | 0.0155 | 0 | 0.5595 | 0 | 0 | 0
| 2786 |  |  |  |  | 0 | 0 | 0.0155 | 0 | 0.5595 | 0 | 0 | 0
| 2787 |  |  |  |  | 0 | 0 | 0.0155 | 0 | 0.5595 | 0 | 0 | 0
| 2788 |  |  |  |  | 0 | 0 | 0.0155 | 0 | 0.5595 | 0 | 0 | 0
| 2789 |  |  |  |  | 0 | 0 | 0.0155 | 0 | 0.5595 | 0 | 0 | 0
| 2790 |  |  |  |  | 0 | 0 | 0.0155 | 0 | 0.5595 | 0 | 0 | 0
| 2791 |  |  |  |  | 0 | 0 | 0.0155 | 0 | 0.5595 | 0 | 0 | 0
| 2792 |  |  |  |  | 0 | 0 | 0.0155 | 0 | 0.5595 | 0 | 0 | 0
| 2793 |  |  |  |  | 0 | 0 | 0.0155 | 0 | 0.5595 | 0 | 0 | 0
| 2794 |  |  |  |  | 0 | 0 | 0.0155 | 0 | 0.5595 | 0 | 0 | 0
| 2795 |  |  |  |  | 0 | 0 | 0.0155 | 0 | 0.5595 | 0 | 0 | 0
| 2796 |  |  |  |  | 0 | 0 | 0.0155 | 0 | 0.5595 | 0 | 0 | 0
| 2797 |  |  |  |  | 0 | 0 | 0.0155 | 0 | 0.5595 | 0 | 0 | 0
| 2798 |  |  |  |  | 0 | 0 | 0.0155 | 0 | 0.5595 | 0 | 0 | 0
| 2799 |  |  |  |  | 0 | 0 | 0.0155 | 0 | 0.5595 | 0 | 0 | 0
| 2800 |  |  |  |  | 0 | 0 | 0.0155 | 0 | 0.5595 | 0 | 0 | 0
| 2801 |  |  |  |  | 0 | 0 | 0.0155 | 0 | 0.5595 | 0 | 0 | 0
| 2802 |  |  |  |  | 0 | 0 | 0.0155 | 0 | 0.5595 | 0 | 0 | 0
| 2803 |  |  |  |  | 0 | 0 | 0.0155 | 0 | 0.5595 | 0 | 0 | 0
| 2804 |  |  |  |  | 0 | 0 | 0.0155 | 0 | 0.5595 | 0 | 0 | 0
| 2805 |  |  |  |  | 0 | 0 | 0.0155 | 0 | 0.5595 | 0 | 0 | 0
| 2806 |  |  |  |  | 0 | 0 | 0.0155 | 0 | 0.5595 | 0 | 0 | 0
| 2807 |  |  |  |  | 0 | 0 | 0.0155 | 0 | 0.5595 | 0 | 0 | 0
| 2808 |  |  |  |  | 0 | 0 | 0.0155 | 0 | 0.5595 | 0 | 0 | 0
| 2809 |  |  |  |  | 0 | 0 | 0.0155 | 0 | 0.5595 | 0 | 0 | 0
| 2810 |  |  |  |  | 0 | 0 | 0.0155 | 0 | 0.5595 | 0 | 0 | 0
| 2811 |  |  |  |  | 0 | 0 | 0.0155 | 0 | 0.5595 | 0 | 0 | 0
| 2812 |  |  |  |  | 0 | 0 | 0.0155 | 0 | 0.5595 | 0 | 0 | 0
| 2813 |  |  |  |  | 0 | 0 | 0.0155 | 0 | 0.5595 | 0 | 0 | 0
| 2814 |  |  |  |  | 0 | 0 | 0.0155 | 0 | 0.5595 | 0 | 0 | 0
| 2815 |  |  |  |  | 0 | 0 | 0.0155 | 0 | 0.5595 | 0 | 0 | 0
| 2816 |  |  |  |  | 0 | 0 | 0.0155 | 0 | 0.5595 | 0 | 0 | 0
| 2817 |  |  |  |  | 0 | 0 | 0.0155 | 0 | 0.5595 | 0 | 0 | 0
| 2818 |  |  |  |  | 0 | 0 | 0.0155 | 0 | 0.5595 | 0 | 0 | 0
| 2819 |  |  |  |  | 0 | 0 | 0.0155 | 0 | 0.5595 | 0 | 0 | 0
| 2820 |  |  |  |  | 0 | 0 | 0.0155 | 0 | 0.5595 | 0 | 0 | 0
| 2821 |  |  |  |  | 0 | 0 | 0.0155 | 0 | 0.5595 | 0 | 0 | 0
| 2822 |  |  |  |  | 0 | 0 | 0.0155 | 0 | 0.5595 | 0 | 0 | 0
| 2823 |  |  |  |  | 0 | 0 | 0.0155 | 0 | 0.5595 | 0 | 0 | 0
| 2824 |  |  |  |  | 0 | 0 | 0.0155 | 0 | 0.5595 | 0 | 0 | 0
| 2825 |  |  |  |  | 0 | 0 | 0.0155 | 0 | 0.5595 | 0 | 0 | 0
| 2826 |  |  |  |  | 0 | 0 | 0.0155 | 0 | 0.5595 | 0 | 0 | 0
| 2827 |  |  |  |  | 0 | 0 | 0.0155 | 0 | 0.5595 | 0 | 0 | 0
| 2828 |  |  |  |  | 0 | 0 | 0.0155 | 0 | 0.5595 | 0 | 0 | 0
| 2829 |  |  |  |  | 0 | 0 | 0.0155 | 0 | 0.5595 | 0 | 0 | 0
| 2830 |  |  |  |  | 0 | 0 | 0.0155 | 0 | 0.5595 | 0 | 0 | 0
| 2831 |  |  |  |  | 0 | 0 | 0.0155 | 0 | 0.5595 | 0 | 0 | 0
| 2832 |  |  |  |  | 0 | 0 | 0.0155 | 0 | 0.5595 | 0 | 0 | 0
| 2833 |  |  |  |  | 0 | 0 | 0.0155 | 0 | 0.5595 | 0 | 0 | 0
| 2834 |  |  |  |  | 0 | 0 | 0.0155 | 0 | 0.5595 | 0 | 0 | 0
| 2835 |  |  |  |  | 0 | 0 | 0.0155 | 0 | 0.5595 | 0 | 0 | 0
| 2836 |  |  |  |  | 0 | 0 | 0.0155 | 0 | 0.5595 | 0 | 0 | 0
| 2837 |  |  |  |  | 0 | 0 | 0.0155 | 0 | 0.5595 | 0 | 0 | 0
| 2838 |  |  |  |  | 0 | 0 | 0.0155 | 0 | 0.5595 | 0 | 0 | 0
| 2839 |  |  |  |  | 0 | 0 | 0.0155 | 0 | 0.5595 | 0 | 0 | 0
| 2840 |  |  |  |  | 0 | 0 | 0.0155 | 0 | 0.5595 | 0 | 0 | 0
| 2841 |  |  |  |  | 0 | 0 | 0.0155 | 0 | 0.5595 | 0 | 0 | 0
| 2842 |  |  |  |  | 0 | 0 | 0.0155 | 0 | 0.5595 | 0 | 0 | 0
| 2843 |  |  |  |  | 0 | 0 | 0.0155 | 0 | 0.5595 | 0 | 0 | 0
| 2844 |  |  |  |  | 0 | 0 | 0.0155 | 0 | 0.5595 | 0 | 0 | 0
| 2845 |  |  |  |  | 0 | 0 | 0.0155 | 0 | 0.5595 | 0 | 0 | 0
| 2846 |  |  |  |  | 0 | 0 | 0.0155 | 0 | 0.5595 | 0 | 0 | 0
| 2847 |  |  |  |  | 0 | 0 | 0.0155 | 0 | 0.5595 | 0 | 0 | 0
| 2848 |  |  |  |  | 0 | 0 | 0.0155 | 0 | 0.5595 | 0 | 0 | 0
| 2849 |  |  |  |  | 0 | 0 | 0.0155 | 0 | 0.5595 | 0 | 0 | 0
| 2850 |  |  |  |  | 0 | 0 | 0.0155 | 0 | 0.5595 | 0 | 0 | 0
| 2851 |  |  |  |  | 0 | 0 | 0.0155 | 0 | 0.5595 | 0 | 0 | 0
| 2852 |  |  |  |  | 0 | 0 | 0.0155 | 0 | 0.5595 | 0 | 0 | 0
| 2853 |  |  |  |  | 0 | 0 | 0.0155 | 0 | 0.5595 | 0 | 0 | 0
| 2854 |  |  |  |  | 0 | 0 | 0.0155 | 0 | 0.5595 | 0 | 0 | 0
| 2855 |  |  |  |  | 0 | 0 | 0.0155 | 0 | 0.5595 | 0 | 0 | 0
| 2856 |  |  |  |  | 0 | 0 | 0.0155 | 0 | 0.5595 | 0 | 0 | 0
| 2857 |  |  |  |  | 0 | 0 | 0.0155 | 0 | 0.5595 | 0 | 0 | 0
| 2858 |  |  |  |  | 0 | 0 | 0.0155 | 0 | 0.5595 | 0 | 0 | 0
| 2859 |  |  |  |  | 0 | 0 | 0.0155 | 0 | 0.5595 | 0 | 0 | 0
| 2860 |  |  |  |  | 0 | 0 | 0.0155 | 0 | 0.5595 | 0 | 0 | 0
| 2861 |  |  |  |  | 0 | 0 | 0.0155 | 0 | 0.5595 | 0 | 0 | 0
| 2862 |  |  |  |  | 0 | 0 | 0.0155 | 0 | 0.5595 | 0 | 0 | 0
| 2863 |  |  |  |  | 0 | 0 | 0.0155 | 0 | 0.5595 | 0 | 0 | 0
| 2864 |  |  |  |  | 0 | 0 | 0.0155 | 0 | 0.5595 | 0 | 0 | 0
| 2865 |  |  |  |  | 0 | 0 | 0.0155 | 0 | 0.5595 | 0 | 0 | 0
| 2866 |  |  |  |  | 0 | 0 | 0.0155 | 0 | 0.5595 | 0 | 0 | 0
| 2867 |  |  |  |  | 0 | 0 | 0.0155 | 0 | 0.5595 | 0 | 0 | 0
| 2868 |  |  |  |  | 0 | 0 | 0.0155 | 0 | 0.5595 | 0 | 0 | 0
| 2869 |  |  |  |  | 0 | 0 | 0.0155 | 0 | 0.5595 | 0 | 0 | 0
| 2870 |  |  |  |  | 0 | 0 | 0.0155 | 0 | 0.5595 | 0 | 0 | 0
| 2871 |  |  |  |  | 0 | 0 | 0.0155 | 0 | 0.5595 | 0 | 0 | 0
| 2872 |  |  |  |  | 0 | 0 | 0.0155 | 0 | 0.5595 | 0 | 0 | 0
| 2873 |  |  |  |  | 0 | 0 | 0.0155 | 0 | 0.5595 | 0 | 0 | 0
| 2874 |  |  |  |  | 0 | 0 | 0.0155 | 0 | 0.5595 | 0 | 0 | 0
| 2875 |  |  |  |  | 0 | 0 | 0.0155 | 0 | 0.5595 | 0 | 0 | 0
| 2876 |  |  |  |  | 0 | 0 | 0.0155 | 0 | 0.5595 | 0 | 0 | 0
| 2877 |  |  |  |  | 0 | 0 | 0.0155 | 0 | 0.5595 | 0 | 0 | 0
| 2878 |  |  |  |  | 0 | 0 | 0.0155 | 0 | 0.5595 | 0 | 0 | 0
| 2879 |  |  |  |  | 0 | 0 | 0.0155 | 0 | 0.5595 | 0 | 0 | 0
| 2880 |  |  |  |  | 0 | 0 | 0.0155 | 0 | 0.5595 | 0 | 0 | 0
| 2881 |  |  |  |  | 0 | 0 | 0.0155 | 0 | 0.5595 | 0 | 0 | 0
| 2882 |  |  |  |  | 0 | 0 | 0.0155 | 0 | 0.5595 | 0 | 0 | 0
| 2883 |  |  |  |  | 0 | 0 | 0.0155 | 0 | 0.5595 | 0 | 0 | 0
| 2884 |  |  |  |  | 0 | 0 | 0.0155 | 0 | 0.5595 | 0 | 0 | 0
| 2885 |  |  |  |  | 0 | 0 | 0.0155 | 0 | 0.5595 | 0 | 0 | 0
| 2886 |  |  |  |  | 0 | 0 | 0.0155 | 0 | 0.5595 | 0 | 0 | 0
| 2887 |  |  |  |  | 0 | 0 | 0.0155 | 0 | 0.5595 | 0 | 0 | 0
| 2888 |  |  |  |  | 0 | 0 | 0.0155 | 0 | 0.5595 | 0 | 0 | 0
| 2889 |  |  |  |  | 0 | 0 | 0.0155 | 0 | 0.5595 | 0 | 0 | 0
| 2890 |  |  |  |  | 0 | 0 | 0.0155 | 0 | 0.5595 | 0 | 0 | 0
| 2891 |  |  |  |  | 0 | 0 | 0.0155 | 0 | 0.5595 | 0 | 0 | 0
| 2892 |  |  |  |  | 0 | 0 | 0.0155 | 0 | 0.5595 | 0 | 0 | 0
| 2893 |  |  |  |  | 0 | 0 | 0.0155 | 0 | 0.5595 | 0 | 0 | 0
| 2894 |  |  |  |  | 0 | 0 | 0.0155 | 0 | 0.5595 | 0 | 0 | 0
| 2895 |  |  |  |  | 0 | 0 | 0.0155 | 0 | 0.5595 | 0 | 0 | 0
| 2896 |  |  |  |  | 0 | 0 | 0.0155 | 0 | 0.5595 | 0 | 0 | 0
| 2897 |  |  |  |  | 0 | 0 | 0.0155 | 0 | 0.5595 | 0 | 0 | 0
| 2898 |  |  |  |  | 0 | 0 | 0.0155 | 0 | 0.5595 | 0 | 0 | 0
| 2899 |  |  |  |  | 0 | 0 | 0.0155 | 0 | 0.5595 | 0 | 0 | 0
| 2900 |  |  |  |  | 0 | 0 | 0.0155 | 0 | 0.5595 | 0 | 0 | 0
| 2901 |  |  |  |  | 0 | 0 | 0.0155 | 0 | 0.5595 | 0 | 0 | 0
| 2902 |  |  |  |  | 0 | 0 | 0.0155 | 0 | 0.5595 | 0 | 0 | 0
| 2903 |  |  |  |  | 0 | 0 | 0.0155 | 0 | 0.5595 | 0 | 0 | 0
| 2904 |  |  |  |  | 0 | 0 | 0.0155 | 0 | 0.5595 | 0 | 0 | 0
| 2905 |  |  |  |  | 0 | 0 | 0.0155 | 0 | 0.5595 | 0 | 0 | 0
| 2906 |  |  |  |  | 0 | 0 | 0.0155 | 0 | 0.5595 | 0 | 0 | 0
| 2907 |  |  |  |  | 0 | 0 | 0.0155 | 0 | 0.5595 | 0 | 0 | 0
| 2908 |  |  |  |  | 0 | 0 | 0.0155 | 0 | 0.5595 | 0 | 0 | 0
| 2909 |  |  |  |  | 0 | 0 | 0.0155 | 0 | 0.5595 | 0 | 0 | 0
| 2910 |  |  |  |  | 0 | 0 | 0.0155 | 0 | 0.5595 | 0 | 0 | 0
| 2911 |  |  |  |  | 0 | 0 | 0.0155 | 0 | 0.5595 | 0 | 0 | 0
| 2912 |  |  |  |  | 0 | 0 | 0.0155 | 0 | 0.5595 | 0 | 0 | 0
| 2913 |  |  |  |  | 0 | 0 | 0.0155 | 0 | 0.5595 | 0 | 0 | 0
| 2914 |  |  |  |  | 0 | 0 | 0.0155 | 0 | 0.5595 | 0 | 0 | 0
| 2915 |  |  |  |  | 0 | 0 | 0.0155 | 0 | 0.5595 | 0 | 0 | 0
| 2916 |  |  |  |  | 0 | 0 | 0.0155 | 0 | 0.5595 | 0 | 0 | 0
| 2917 |  |  |  |  | 0 | 0 | 0.0155 | 0 | 0.5595 | 0 | 0 | 0
| 2918 |  |  |  |  | 0 | 0 | 0.0155 | 0 | 0.5595 | 0 | 0 | 0
| 2919 |  |  |  |  | 0 | 0 | 0.0155 | 0 | 0.5595 | 0 | 0 | 0
| 2920 |  |  |  |  | 0 | 0 | 0.0155 | 0 | 0.5595 | 0 | 0 | 0
| 2921 |  |  |  |  | 0 | 0 | 0.0155 | 0 | 0.5595 | 0 | 0 | 0
| 2922 |  |  |  |  | 0 | 0 | 0.0155 | 0 | 0.5595 | 0 | 0 | 0
| 2923 |  |  |  |  | 0 | 0 | 0.0155 | 0 | 0.5595 | 0 | 0 | 0
| 2924 |  |  |  |  | 0 | 0 | 0.0155 | 0 | 0.5595 | 0 | 0 | 0
| 2925 |  |  |  |  | 0 | 0 | 0.0155 | 0 | 0.5595 | 0 | 0 | 0
| 2926 |  |  |  |  | 0 | 0 | 0.0155 | 0 | 0.5595 | 0 | 0 | 0
| 2927 |  |  |  |  | 0 | 0 | 0.0155 | 0 | 0.5595 | 0 | 0 | 0
| 2928 |  |  |  |  | 0 | 0 | 0.0155 | 0 | 0.5595 | 0 | 0 | 0
| 2929 |  |  |  |  | 0 | 0 | 0.0155 | 0 | 0.5595 | 0 | 0 | 0
| 2930 |  |  |  |  | 0 | 0 | 0.0155 | 0 | 0.5595 | 0 | 0 | 0
| 2931 |  |  |  |  | 0 | 0 | 0.0155 | 0 | 0.5595 | 0 | 0 | 0
| 2932 |  |  |  |  | 0 | 0 | 0.0155 | 0 | 0.5595 | 0 | 0 | 0
| 2933 |  |  |  |  | 0 | 0 | 0.0155 | 0 | 0.5595 | 0 | 0 | 0
| 2934 |  |  |  |  | 0 | 0 | 0.0155 | 0 | 0.5595 | 0 | 0 | 0
| 2935 |  |  |  |  | 0 | 0 | 0.0155 | 0 | 0.5595 | 0 | 0 | 0
| 2936 |  |  |  |  | 0 | 0 | 0.0155 | 0 | 0.5595 | 0 | 0 | 0
| 2937 |  |  |  |  | 0 | 0 | 0.0155 | 0 | 0.5595 | 0 | 0 | 0
| 2938 |  |  |  |  | 0 | 0 | 0.0155 | 0 | 0.5595 | 0 | 0 | 0
| 2939 |  |  |  |  | 0 | 0 | 0.0155 | 0 | 0.5595 | 0 | 0 | 0
| 2940 |  |  |  |  | 0 | 0 | 0.0155 | 0 | 0.5595 | 0 | 0 | 0
| 2941 |  |  |  |  | 0 | 0 | 0.0155 | 0 | 0.5595 | 0 | 0 | 0
| 2942 |  |  |  |  | 0 | 0 | 0.0155 | 0 | 0.5595 | 0 | 0 | 0
| 2943 |  |  |  |  | 0 | 0 | 0.0155 | 0 | 0.5595 | 0 | 0 | 0
| 2944 |  |  |  |  | 0 | 0 | 0.0155 | 0 | 0.5595 | 0 | 0 | 0
| 2945 |  |  |  |  | 0 | 0 | 0.0155 | 0 | 0.5595 | 0 | 0 | 0
| 2946 |  |  |  |  | 0 | 0 | 0.0155 | 0 | 0.5595 | 0 | 0 | 0
| 2947 |  |  |  |  | 0 | 0 | 0.0155 | 0 | 0.5595 | 0 | 0 | 0
| 2948 |  |  |  |  | 0 | 0 | 0.0155 | 0 | 0.5595 | 0 | 0 | 0
| 2949 |  |  |  |  | 0 | 0 | 0.0155 | 0 | 0.5595 | 0 | 0 | 0
| 2950 |  |  |  |  | 0 | 0 | 0.0155 | 0 | 0.5595 | 0 | 0 | 0
| 2951 |  |  |  |  | 0 | 0 | 0.0155 | 0 | 0.5595 | 0 | 0 | 0
| 2952 |  |  |  |  | 0 | 0 | 0.0155 | 0 | 0.5595 | 0 | 0 | 0
| 2953 |  |  |  |  | 0 | 0 | 0.0155 | 0 | 0.5595 | 0 | 0 | 0
| 2954 |  |  |  |  | 0 | 0 | 0.0155 | 0 | 0.5595 | 0 | 0 | 0
| 2955 |  |  |  |  | 0 | 0 | 0.0155 | 0 | 0.5595 | 0 | 0 | 0
| 2956 |  |  |  |  | 0 | 0 | 0.0155 | 0 | 0.5595 | 0 | 0 | 0
| 2957 |  |  |  |  | 0 | 0 | 0.0155 | 0 | 0.5595 | 0 | 0 | 0
| 2958 |  |  |  |  | 0 | 0 | 0.0155 | 0 | 0.5595 | 0 | 0 | 0
| 2959 |  |  |  |  | 0 | 0 | 0.0155 | 0 | 0.5595 | 0 | 0 | 0
| 2960 |  |  |  |  | 0 | 0 | 0.0155 | 0 | 0.5595 | 0 | 0 | 0
| 2961 |  |  |  |  | 0 | 0 | 0.0155 | 0 | 0.5595 | 0 | 0 | 0
| 2962 |  |  |  |  | 0 | 0 | 0.0155 | 0 | 0.5595 | 0 | 0 | 0
| 2963 |  |  |  |  | 0 | 0 | 0.0155 | 0 | 0.5595 | 0 | 0 | 0
| 2964 |  |  |  |  | 0 | 0 | 0.0155 | 0 | 0.5595 | 0 | 0 | 0
| 2965 |  |  |  |  | 0 | 0 | 0.0155 | 0 | 0.5595 | 0 | 0 | 0
| 2966 |  |  |  |  | 0 | 0 | 0.0155 | 0 | 0.5595 | 0 | 0 | 0
| 2967 |  |  |  |  | 0 | 0 | 0.0155 | 0 | 0.5595 | 0 | 0 | 0
| 2968 |  |  |  |  | 0 | 0 | 0.0155 | 0 | 0.5595 | 0 | 0 | 0
| 2969 |  |  |  |  | 0 | 0 | 0.0155 | 0 | 0.5595 | 0 | 0 | 0
| 2970 |  |  |  |  | 0 | 0 | 0.0155 | 0 | 0.5595 | 0 | 0 | 0
| 2971 |  |  |  |  | 0 | 0 | 0.0155 | 0 | 0.5595 | 0 | 0 | 0
| 2972 |  |  |  |  | 0 | 0 | 0.0155 | 0 | 0.5595 | 0 | 0 | 0
| 2973 |  |  |  |  | 0 | 0 | 0.0155 | 0 | 0.5595 | 0 | 0 | 0
| 2974 |  |  |  |  | 0 | 0 | 0.0155 | 0 | 0.5595 | 0 | 0 | 0
| 2975 |  |  |  |  | 0 | 0 | 0.0155 | 0 | 0.5595 | 0 | 0 | 0
| 2976 |  |  |  |  | 0 | 0 | 0.0155 | 0 | 0.5595 | 0 | 0 | 0
| 2977 |  |  |  |  | 0 | 0 | 0.0155 | 0 | 0.5595 | 0 | 0 | 0
| 2978 |  |  |  |  | 0 | 0 | 0.0155 | 0 | 0.5595 | 0 | 0 | 0
| 2979 |  |  |  |  | 0 | 0 | 0.0155 | 0 | 0.5595 | 0 | 0 | 0
| 2980 |  |  |  |  | 0 | 0 | 0.0155 | 0 | 0.5595 | 0 | 0 | 0
| 2981 |  |  |  |  | 0 | 0 | 0.0155 | 0 | 0.5595 | 0 | 0 | 0
| 2982 |  |  |  |  | 0 | 0 | 0.0155 | 0 | 0.5595 | 0 | 0 | 0
| 2983 |  |  |  |  | 0 | 0 | 0.0155 | 0 | 0.5595 | 0 | 0 | 0
| 2984 |  |  |  |  | 0 | 0 | 0.0155 | 0 | 0.5595 | 0 | 0 | 0
| 2985 |  |  |  |  | 0 | 0 | 0.0155 | 0 | 0.5595 | 0 | 0 | 0
| 2986 |  |  |  |  | 0 | 0 | 0.0155 | 0 | 0.5595 | 0 | 0 | 0
| 2987 |  |  |  |  | 0 | 0 | 0.0155 | 0 | 0.5595 | 0 | 0 | 0
| 2988 |  |  |  |  | 0 | 0 | 0.0155 | 0 | 0.5595 | 0 | 0 | 0
| 2989 |  |  |  |  | 0 | 0 | 0.0155 | 0 | 0.5595 | 0 | 0 | 0
| 2990 |  |  |  |  | 0 | 0 | 0.0155 | 0 | 0.5595 | 0 | 0 | 0
| 2991 |  |  |  |  | 0 | 0 | 0.0155 | 0 | 0.5595 | 0 | 0 | 0
| 2992 |  |  |  |  | 0 | 0 | 0.0155 | 0 | 0.5595 | 0 | 0 | 0
| 2993 |  |  |  |  | 0 | 0 | 0.0155 | 0 | 0.5595 | 0 | 0 | 0
| 2994 |  |  |  |  | 0 | 0 | 0.0155 | 0 | 0.5595 | 0 | 0 | 0
| 2995 |  |  |  |  | 0 | 0 | 0.0155 | 0 | 0.5595 | 0 | 0 | 0
| 2996 |  |  |  |  | 0 | 0 | 0.0155 | 0 | 0.5595 | 0 | 0 | 0
| 2997 |  |  |  |  | 0 | 0 | 0.0155 | 0 | 0.5595 | 0 | 0 | 0
| 2998 |  |  |  |  | 0 | 0 | 0.0155 | 0 | 0.5595 | 0 | 0 | 0
| 2999 |  |  |  |  | 0 | 0 | 0.0155 | 0 | 0.5595 | 0 | 0 | 0
| 3000 |  |  |  |  | 0 | 0 | 0.0155 | 0 | 0.5595 | 0 | 0 | 0
| Total |  |  |  | - | - | - | - | - | - | 0 | 0 | 0

## MRS(calc_process)
Monitoring Spreadsheet: JCM_LA_AM003_ver01.0
Reference Number: LA004
Monitoring Report Sheet (Calculation Process Sheet) [For Verification]
1. Calculations for emission reductions |  |  | Fuel type | Value | Units | Parameter
| Emission reductions during the period p |  | N/A | 0 | tCO2/p | ERp
2. Calculations for reference emissions
| Reference emissions during the period p |  | N/A | 0 | tCO2/p | REp
3. Calculations of the project emissions
| Project emissions during the period p |  | N/A | 0 | tCO2/p | PEp
[List of Default Values]
|  | Blackout rate | 0.0155 | fraction