## MPS(input)
Monitoring Spreadsheet: JCM_VN_AM005_ver01.0
Reference Number: VN008
Monitoring Plan Sheet (Input Sheet) [Attachment to Project Design Document]
Table 1: Parameters to be monitored ex post
| (a) | (b) | (c) | (d) | (e) | (f) | (g) | (h) | (i) | (j)
| Monitoring point No. | Parameters | Description of data | Estimated Values | Units | Monitoring option | Source of data | Measurement methods and procedures | Monitoring frequency | Other comments
| N.A. | Hi,p | Energizing time of the project transformer i during the period p | - | hour/p | Option C | On-site measurements. | Counting the number of hours of this monitoring period | Once at the end of this monitoring period | Monitored values are input on "PMS(input_separate)" sheet
Table 2: Project-specific parameters to be fixed ex ante
| (a) | (b) |  | (c) | (d) | (e) |  |  | (f)
| Parameters | Description of data |  | Estimated Values | Units | Source of data |  |  | Other comments
| NLLRE,i,j,k | No-load losses of the reference transformer i of capacity category k for the power company j |  | - | W | The latest standard for no-load loss required by the power companies, or the specification value of no-load losses set by the power companies |  |  | Values are input on "PMS(input_separate)" sheet
| NLLPJ,i,j,k | No-load losses of the project transformer i of capacity category k for the power company j |  | - | W | Manufacturer’s performance test report measured at the time of pre-delivery inspection |  |  | Values are input on "PMS(input_separate)" sheet
| Brp | Blackout rate during the period p |  | 0.0187 | fraction | Data obtained from power companies
| UNCi | Maximum allowable uncertainty for the no-load losses of the project transformer i |  | - | fractoin | Manufacturer’s performance test report measured at the time of pre-delivery inspection |  |  | Values are input on "PMS(input_separate)" sheet
| EFgrid | CO2 emission factor of the grid |  | 0.6612 | tCO2/MWh | Ministry of Natural Resources and Environment (MONRE), Vietnamese DNA for CDM unless otherwise instructed by the Joint Committee
Table3: Ex-ante estimation of CO2 emission reductions
| CO2 emission reductions |  | Units
| 3885 |  | tCO2/p
[Monitoring option]
| Option A | Based on public data which is measured by entities other than the project participants (Data used: publicly recognized data such as statistical data and specifications)
| Option B | Based on the amount of transaction which is measured directly using measuring equipments (Data used: commercial evidence such as invoices)
| Option C | Based on the actual measurement using measuring equipments (Data used: measured values)

## MPS(input_separate)
Monitoring Spreadsheet: JCM_VN_AM005_ver01.0
Reference Number: VN008
|  |  |  | Parameters to be monitored ex post | Project-specific parameters to be fixed ex ante |  |  |  |  | Ex-ante estimation of emissions
Parameters | i | k | j | Hi,p | NLLRE,i,j,k | NLLPJ,i,j,k | Brp | UNCi | EFgrid | REi,p | PEi,p | ERi,p
Description of data | Identification number of the project transformer | Index which represents type of the project transformer | Identification number of the power company where the transformer i is installed | Energizing time of the project transformer i during the period p | No-load losses of the reference transformer i of capacity category k for the power company j | No-load losses of the project transformer i of capacity category k for the power company j | Blackout rate during the period p | Maximum allowable uncertainty for the no-load losses of the project transformer i | CO2 emission factor of the grid | Reference emissions by the transformer i during the period p | Project emissions by the transformer i during the period p | Emissions reductions by the transformer i during the period p
Units | - | - | - | hour/p | W | W | fraction | fraction | tCO2/MWh | tCO2/p | tCO2/p | tCO2/p
Estimated values | 1 | 6 | 1 | 8760 | 192 | 64 | 0.0187 | 0.15 | 0.6612 | 1.0913 | 0.41833 | 0.67296
| 2 | 6 | 1 | 8760 | 192 | 64 | 0.0187 | 0.15 | 0.6612 | 1.0913 | 0.41833 | 0.67296
| 3 | 6 | 1 | 8760 | 192 | 64 | 0.0187 | 0.15 | 0.6612 | 1.0913 | 0.41833 | 0.67296
| 4 | 2 | 1 | 8760 | 67 | 22 | 0.0187 | 0.15 | 0.6612 | 0.38081 | 0.1438 | 0.23701
| 5 | 2 | 1 | 8760 | 67 | 22 | 0.0187 | 0.15 | 0.6612 | 0.38081 | 0.1438 | 0.23701
| 6 | 2 | 1 | 8760 | 67 | 22 | 0.0187 | 0.15 | 0.6612 | 0.38081 | 0.1438 | 0.23701
| 7 | 3 | 1 | 8760 | 92 | 31 | 0.0187 | 0.15 | 0.6612 | 0.52291 | 0.20263 | 0.32028
| 8 | 3 | 1 | 8760 | 92 | 31 | 0.0187 | 0.15 | 0.6612 | 0.52291 | 0.20263 | 0.32028
| 9 | 3 | 1 | 8760 | 92 | 31 | 0.0187 | 0.15 | 0.6612 | 0.52291 | 0.20263 | 0.32028
| 10 | 3 | 1 | 8760 | 92 | 31 | 0.0187 | 0.15 | 0.6612 | 0.52291 | 0.20263 | 0.32028
| 11 | 3 | 1 | 8760 | 92 | 31 | 0.0187 | 0.15 | 0.6612 | 0.52291 | 0.20263 | 0.32028
| 12 | 3 | 1 | 8760 | 92 | 31 | 0.0187 | 0.15 | 0.6612 | 0.52291 | 0.20263 | 0.32028
| 13 | 3 | 1 | 8760 | 92 | 31 | 0.0187 | 0.15 | 0.6612 | 0.52291 | 0.20263 | 0.32028
| 14 | 3 | 1 | 8760 | 92 | 31 | 0.0187 | 0.15 | 0.6612 | 0.52291 | 0.20263 | 0.32028
| 15 | 3 | 1 | 8760 | 92 | 31 | 0.0187 | 0.15 | 0.6612 | 0.52291 | 0.20263 | 0.32028
| 16 | 3 | 1 | 8760 | 92 | 31 | 0.0187 | 0.15 | 0.6612 | 0.52291 | 0.20263 | 0.32028
| 17 | 3 | 1 | 8760 | 92 | 31 | 0.0187 | 0.15 | 0.6612 | 0.52291 | 0.20263 | 0.32028
| 18 | 3 | 1 | 8760 | 92 | 31 | 0.0187 | 0.15 | 0.6612 | 0.52291 | 0.20263 | 0.32028
| 19 | 3 | 1 | 8760 | 92 | 31 | 0.0187 | 0.15 | 0.6612 | 0.52291 | 0.20263 | 0.32028
| 20 | 3 | 1 | 8760 | 92 | 31 | 0.0187 | 0.15 | 0.6612 | 0.52291 | 0.20263 | 0.32028
| 21 | 3 | 1 | 8760 | 92 | 31 | 0.0187 | 0.15 | 0.6612 | 0.52291 | 0.20263 | 0.32028
| 22 | 3 | 1 | 8760 | 92 | 31 | 0.0187 | 0.15 | 0.6612 | 0.52291 | 0.20263 | 0.32028
| 23 | 3 | 1 | 8760 | 92 | 31 | 0.0187 | 0.15 | 0.6612 | 0.52291 | 0.20263 | 0.32028
| 24 | 3 | 1 | 8760 | 92 | 31 | 0.0187 | 0.15 | 0.6612 | 0.52291 | 0.20263 | 0.32028
| 25 | 3 | 1 | 8760 | 92 | 31 | 0.0187 | 0.15 | 0.6612 | 0.52291 | 0.20263 | 0.32028
| 26 | 3 | 1 | 8760 | 92 | 31 | 0.0187 | 0.15 | 0.6612 | 0.52291 | 0.20263 | 0.32028
| 27 | 3 | 1 | 8760 | 92 | 31 | 0.0187 | 0.15 | 0.6612 | 0.52291 | 0.20263 | 0.32028
| 28 | 3 | 1 | 8760 | 92 | 31 | 0.0187 | 0.15 | 0.6612 | 0.52291 | 0.20263 | 0.32028
| 29 | 3 | 1 | 8760 | 92 | 31 | 0.0187 | 0.15 | 0.6612 | 0.52291 | 0.20263 | 0.32028
| 30 | 3 | 1 | 8760 | 92 | 31 | 0.0187 | 0.15 | 0.6612 | 0.52291 | 0.20263 | 0.32028
| 31 | 3 | 1 | 8760 | 92 | 31 | 0.0187 | 0.15 | 0.6612 | 0.52291 | 0.20263 | 0.32028
| 32 | 3 | 1 | 8760 | 92 | 31 | 0.0187 | 0.15 | 0.6612 | 0.52291 | 0.20263 | 0.32028
| 33 | 3 | 1 | 8760 | 92 | 31 | 0.0187 | 0.15 | 0.6612 | 0.52291 | 0.20263 | 0.32028
| 34 | 3 | 1 | 8760 | 92 | 31 | 0.0187 | 0.15 | 0.6612 | 0.52291 | 0.20263 | 0.32028
| 35 | 3 | 1 | 8760 | 92 | 31 | 0.0187 | 0.15 | 0.6612 | 0.52291 | 0.20263 | 0.32028
| 36 | 3 | 1 | 8760 | 92 | 31 | 0.0187 | 0.15 | 0.6612 | 0.52291 | 0.20263 | 0.32028
| 37 | 3 | 1 | 8760 | 92 | 31 | 0.0187 | 0.15 | 0.6612 | 0.52291 | 0.20263 | 0.32028
| 38 | 3 | 1 | 8760 | 92 | 31 | 0.0187 | 0.15 | 0.6612 | 0.52291 | 0.20263 | 0.32028
| 39 | 3 | 1 | 8760 | 92 | 31 | 0.0187 | 0.15 | 0.6612 | 0.52291 | 0.20263 | 0.32028
| 40 | 3 | 1 | 8760 | 92 | 31 | 0.0187 | 0.15 | 0.6612 | 0.52291 | 0.20263 | 0.32028
| 41 | 3 | 1 | 8760 | 92 | 31 | 0.0187 | 0.15 | 0.6612 | 0.52291 | 0.20263 | 0.32028
| 42 | 4 | 1 | 8760 | 108 | 36 | 0.0187 | 0.15 | 0.6612 | 0.61385 | 0.23531 | 0.37854
| 43 | 4 | 1 | 8760 | 108 | 36 | 0.0187 | 0.15 | 0.6612 | 0.61385 | 0.23531 | 0.37854
| 44 | 4 | 1 | 8760 | 108 | 36 | 0.0187 | 0.15 | 0.6612 | 0.61385 | 0.23531 | 0.37854
| 45 | 4 | 1 | 8760 | 108 | 36 | 0.0187 | 0.15 | 0.6612 | 0.61385 | 0.23531 | 0.37854
| 46 | 4 | 1 | 8760 | 108 | 36 | 0.0187 | 0.15 | 0.6612 | 0.61385 | 0.23531 | 0.37854
| 47 | 4 | 1 | 8760 | 108 | 36 | 0.0187 | 0.15 | 0.6612 | 0.61385 | 0.23531 | 0.37854
| 48 | 4 | 1 | 8760 | 108 | 36 | 0.0187 | 0.15 | 0.6612 | 0.61385 | 0.23531 | 0.37854
| 49 | 4 | 1 | 8760 | 108 | 36 | 0.0187 | 0.15 | 0.6612 | 0.61385 | 0.23531 | 0.37854
| 50 | 4 | 1 | 8760 | 108 | 36 | 0.0187 | 0.15 | 0.6612 | 0.61385 | 0.23531 | 0.37854
| 51 | 4 | 1 | 8760 | 108 | 36 | 0.0187 | 0.15 | 0.6612 | 0.61385 | 0.23531 | 0.37854
| 52 | 4 | 1 | 8760 | 108 | 36 | 0.0187 | 0.15 | 0.6612 | 0.61385 | 0.23531 | 0.37854
| 53 | 4 | 1 | 8760 | 108 | 36 | 0.0187 | 0.15 | 0.6612 | 0.61385 | 0.23531 | 0.37854
| 54 | 4 | 1 | 8760 | 108 | 36 | 0.0187 | 0.15 | 0.6612 | 0.61385 | 0.23531 | 0.37854
| 55 | 4 | 1 | 8760 | 108 | 36 | 0.0187 | 0.15 | 0.6612 | 0.61385 | 0.23531 | 0.37854
| 56 | 4 | 1 | 8760 | 108 | 36 | 0.0187 | 0.15 | 0.6612 | 0.61385 | 0.23531 | 0.37854
| 57 | 4 | 1 | 8760 | 108 | 36 | 0.0187 | 0.15 | 0.6612 | 0.61385 | 0.23531 | 0.37854
| 58 | 4 | 1 | 8760 | 108 | 36 | 0.0187 | 0.15 | 0.6612 | 0.61385 | 0.23531 | 0.37854
| 59 | 4 | 1 | 8760 | 108 | 36 | 0.0187 | 0.15 | 0.6612 | 0.61385 | 0.23531 | 0.37854
| 60 | 4 | 1 | 8760 | 108 | 36 | 0.0187 | 0.15 | 0.6612 | 0.61385 | 0.23531 | 0.37854
| 61 | 4 | 1 | 8760 | 108 | 36 | 0.0187 | 0.15 | 0.6612 | 0.61385 | 0.23531 | 0.37854
| 62 | 4 | 1 | 8760 | 108 | 36 | 0.0187 | 0.15 | 0.6612 | 0.61385 | 0.23531 | 0.37854
| 63 | 4 | 1 | 8760 | 108 | 36 | 0.0187 | 0.15 | 0.6612 | 0.61385 | 0.23531 | 0.37854
| 64 | 4 | 1 | 8760 | 108 | 36 | 0.0187 | 0.15 | 0.6612 | 0.61385 | 0.23531 | 0.37854
| 65 | 10 | 1 | 8760 | 340 | 125 | 0.0187 | 0.15 | 0.6612 | 1.9325 | 0.81705 | 1.1154
| 66 | 10 | 1 | 8760 | 340 | 125 | 0.0187 | 0.15 | 0.6612 | 1.9325 | 0.81705 | 1.1154
| 67 | 10 | 1 | 8760 | 340 | 125 | 0.0187 | 0.15 | 0.6612 | 1.9325 | 0.81705 | 1.1154
| 68 | 10 | 1 | 8760 | 340 | 125 | 0.0187 | 0.15 | 0.6612 | 1.9325 | 0.81705 | 1.1154
| 69 | 10 | 1 | 8760 | 340 | 125 | 0.0187 | 0.15 | 0.6612 | 1.9325 | 0.81705 | 1.1154
| 70 | 12 | 1 | 8760 | 433 | 165 | 0.0187 | 0.15 | 0.6612 | 2.4611 | 1.0785 | 1.3826
| 71 | 12 | 1 | 8760 | 433 | 165 | 0.0187 | 0.15 | 0.6612 | 2.4611 | 1.0785 | 1.3826
| 72 | 12 | 1 | 8760 | 433 | 165 | 0.0187 | 0.15 | 0.6612 | 2.4611 | 1.0785 | 1.3826
| 73 | 12 | 1 | 8760 | 433 | 165 | 0.0187 | 0.15 | 0.6612 | 2.4611 | 1.0785 | 1.3826
| 74 | 12 | 1 | 8760 | 433 | 165 | 0.0187 | 0.15 | 0.6612 | 2.4611 | 1.0785 | 1.3826
| 75 | 6 | 2 | 8760 | 192 | 64 | 0.0187 | 0.15 | 0.6612 | 1.0913 | 0.41833 | 0.67296
| 76 | 6 | 2 | 8760 | 192 | 64 | 0.0187 | 0.15 | 0.6612 | 1.0913 | 0.41833 | 0.67296
| 77 | 6 | 2 | 8760 | 192 | 64 | 0.0187 | 0.15 | 0.6612 | 1.0913 | 0.41833 | 0.67296
| 78 | 6 | 2 | 8760 | 192 | 64 | 0.0187 | 0.15 | 0.6612 | 1.0913 | 0.41833 | 0.67296
| 79 | 16 | 2 | 8760 | 880 | 310 | 0.0187 | 0.15 | 0.6612 | 5.0017 | 2.0263 | 2.9755
| 80 | 16 | 2 | 8760 | 880 | 310 | 0.0187 | 0.15 | 0.6612 | 5.0017 | 2.0263 | 2.9755
| 81 | 6 | 2 | 8760 | 192 | 64 | 0.0187 | 0.15 | 0.6612 | 1.0913 | 0.41833 | 0.67296
| 82 | 6 | 2 | 8760 | 192 | 64 | 0.0187 | 0.15 | 0.6612 | 1.0913 | 0.41833 | 0.67296
| 83 | 6 | 2 | 8760 | 192 | 64 | 0.0187 | 0.15 | 0.6612 | 1.0913 | 0.41833 | 0.67296
| 84 | 6 | 2 | 8760 | 192 | 64 | 0.0187 | 0.15 | 0.6612 | 1.0913 | 0.41833 | 0.67296
| 85 | 6 | 2 | 8760 | 192 | 64 | 0.0187 | 0.15 | 0.6612 | 1.0913 | 0.41833 | 0.67296
| 86 | 6 | 2 | 8760 | 192 | 64 | 0.0187 | 0.15 | 0.6612 | 1.0913 | 0.41833 | 0.67296
| 87 | 3 | 2 | 8760 | 92 | 31 | 0.0187 | 0.15 | 0.6612 | 0.52291 | 0.20263 | 0.32028
| 88 | 4 | 2 | 8760 | 108 | 36 | 0.0187 | 0.15 | 0.6612 | 0.61385 | 0.23531 | 0.37854
| 89 | 4 | 2 | 8760 | 108 | 36 | 0.0187 | 0.15 | 0.6612 | 0.61385 | 0.23531 | 0.37854
| 90 | 4 | 2 | 8760 | 108 | 36 | 0.0187 | 0.15 | 0.6612 | 0.61385 | 0.23531 | 0.37854
| 91 | 4 | 2 | 8760 | 108 | 36 | 0.0187 | 0.15 | 0.6612 | 0.61385 | 0.23531 | 0.37854
| 92 | 4 | 2 | 8760 | 108 | 36 | 0.0187 | 0.15 | 0.6612 | 0.61385 | 0.23531 | 0.37854
| 93 | 4 | 2 | 8760 | 108 | 36 | 0.0187 | 0.15 | 0.6612 | 0.61385 | 0.23531 | 0.37854
| 94 | 4 | 2 | 8760 | 108 | 36 | 0.0187 | 0.15 | 0.6612 | 0.61385 | 0.23531 | 0.37854
| 95 | 4 | 2 | 8760 | 108 | 36 | 0.0187 | 0.15 | 0.6612 | 0.61385 | 0.23531 | 0.37854
| 96 | 4 | 2 | 8760 | 108 | 36 | 0.0187 | 0.15 | 0.6612 | 0.61385 | 0.23531 | 0.37854
| 97 | 4 | 2 | 8760 | 108 | 36 | 0.0187 | 0.15 | 0.6612 | 0.61385 | 0.23531 | 0.37854
| 98 | 4 | 2 | 8760 | 108 | 36 | 0.0187 | 0.15 | 0.6612 | 0.61385 | 0.23531 | 0.37854
| 99 | 4 | 2 | 8760 | 108 | 36 | 0.0187 | 0.15 | 0.6612 | 0.61385 | 0.23531 | 0.37854
| 100 | 4 | 2 | 8760 | 108 | 36 | 0.0187 | 0.15 | 0.6612 | 0.61385 | 0.23531 | 0.37854
| 101 | 4 | 2 | 8760 | 108 | 36 | 0.0187 | 0.15 | 0.6612 | 0.61385 | 0.23531 | 0.37854
| 102 | 4 | 2 | 8760 | 108 | 36 | 0.0187 | 0.15 | 0.6612 | 0.61385 | 0.23531 | 0.37854
| 103 | 4 | 2 | 8760 | 108 | 36 | 0.0187 | 0.15 | 0.6612 | 0.61385 | 0.23531 | 0.37854
| 104 | 4 | 2 | 8760 | 108 | 36 | 0.0187 | 0.15 | 0.6612 | 0.61385 | 0.23531 | 0.37854
| 105 | 5 | 2 | 8760 | 148 | 49 | 0.0187 | 0.15 | 0.6612 | 0.8412 | 0.32028 | 0.52092
| 106 | 5 | 2 | 8760 | 148 | 49 | 0.0187 | 0.15 | 0.6612 | 0.8412 | 0.32028 | 0.52092
| 107 | 5 | 2 | 8760 | 148 | 49 | 0.0187 | 0.15 | 0.6612 | 0.8412 | 0.32028 | 0.52092
| 108 | 5 | 2 | 8760 | 148 | 49 | 0.0187 | 0.15 | 0.6612 | 0.8412 | 0.32028 | 0.52092
| 109 | 5 | 2 | 8760 | 148 | 49 | 0.0187 | 0.15 | 0.6612 | 0.8412 | 0.32028 | 0.52092
| 110 | 5 | 2 | 8760 | 148 | 49 | 0.0187 | 0.15 | 0.6612 | 0.8412 | 0.32028 | 0.52092
| 111 | 5 | 2 | 8760 | 148 | 49 | 0.0187 | 0.15 | 0.6612 | 0.8412 | 0.32028 | 0.52092
| 112 | 5 | 2 | 8760 | 148 | 49 | 0.0187 | 0.15 | 0.6612 | 0.8412 | 0.32028 | 0.52092
| 113 | 8 | 2 | 8760 | 280 | 95 | 0.0187 | 0.15 | 0.6612 | 1.5915 | 0.62096 | 0.97051
| 114 | 8 | 2 | 8760 | 280 | 95 | 0.0187 | 0.15 | 0.6612 | 1.5915 | 0.62096 | 0.97051
| 115 | 8 | 2 | 8760 | 280 | 95 | 0.0187 | 0.15 | 0.6612 | 1.5915 | 0.62096 | 0.97051
| 116 | 8 | 2 | 8760 | 280 | 95 | 0.0187 | 0.15 | 0.6612 | 1.5915 | 0.62096 | 0.97051
| 117 | 8 | 2 | 8760 | 280 | 95 | 0.0187 | 0.15 | 0.6612 | 1.5915 | 0.62096 | 0.97051
| 118 | 8 | 2 | 8760 | 280 | 95 | 0.0187 | 0.15 | 0.6612 | 1.5915 | 0.62096 | 0.97051
| 119 | 8 | 2 | 8760 | 280 | 95 | 0.0187 | 0.15 | 0.6612 | 1.5915 | 0.62096 | 0.97051
| 120 | 8 | 2 | 8760 | 280 | 95 | 0.0187 | 0.15 | 0.6612 | 1.5915 | 0.62096 | 0.97051
| 121 | 10 | 2 | 8760 | 340 | 125 | 0.0187 | 0.15 | 0.6612 | 1.9325 | 0.81705 | 1.1154
| 122 | 10 | 2 | 8760 | 340 | 125 | 0.0187 | 0.15 | 0.6612 | 1.9325 | 0.81705 | 1.1154
| 123 | 10 | 2 | 8760 | 340 | 125 | 0.0187 | 0.15 | 0.6612 | 1.9325 | 0.81705 | 1.1154
| 124 | 10 | 2 | 8760 | 340 | 125 | 0.0187 | 0.15 | 0.6612 | 1.9325 | 0.81705 | 1.1154
| 125 | 10 | 2 | 8760 | 340 | 125 | 0.0187 | 0.15 | 0.6612 | 1.9325 | 0.81705 | 1.1154
| 126 | 10 | 2 | 8760 | 340 | 125 | 0.0187 | 0.15 | 0.6612 | 1.9325 | 0.81705 | 1.1154
| 127 | 10 | 2 | 8760 | 340 | 125 | 0.0187 | 0.15 | 0.6612 | 1.9325 | 0.81705 | 1.1154
| 128 | 10 | 2 | 8760 | 340 | 125 | 0.0187 | 0.15 | 0.6612 | 1.9325 | 0.81705 | 1.1154
| 129 | 10 | 2 | 8760 | 340 | 125 | 0.0187 | 0.15 | 0.6612 | 1.9325 | 0.81705 | 1.1154
| 130 | 10 | 2 | 8760 | 340 | 125 | 0.0187 | 0.15 | 0.6612 | 1.9325 | 0.81705 | 1.1154
| 131 | 12 | 2 | 8760 | 433 | 165 | 0.0187 | 0.15 | 0.6612 | 2.4611 | 1.0785 | 1.3826
| 132 | 12 | 2 | 8760 | 433 | 165 | 0.0187 | 0.15 | 0.6612 | 2.4611 | 1.0785 | 1.3826
| 133 | 12 | 2 | 8760 | 433 | 165 | 0.0187 | 0.15 | 0.6612 | 2.4611 | 1.0785 | 1.3826
| 134 | 12 | 2 | 8760 | 433 | 165 | 0.0187 | 0.15 | 0.6612 | 2.4611 | 1.0785 | 1.3826
| 135 | 12 | 2 | 8760 | 433 | 165 | 0.0187 | 0.15 | 0.6612 | 2.4611 | 1.0785 | 1.3826
| 136 | 12 | 2 | 8760 | 433 | 165 | 0.0187 | 0.15 | 0.6612 | 2.4611 | 1.0785 | 1.3826
| 137 | 12 | 2 | 8760 | 433 | 165 | 0.0187 | 0.15 | 0.6612 | 2.4611 | 1.0785 | 1.3826
| 138 | 12 | 2 | 8760 | 433 | 165 | 0.0187 | 0.15 | 0.6612 | 2.4611 | 1.0785 | 1.3826
| 139 | 14 | 2 | 8760 | 787 | 270 | 0.0187 | 0.15 | 0.6612 | 4.4732 | 1.7648 | 2.7083
| 140 | 14 | 2 | 8760 | 787 | 270 | 0.0187 | 0.15 | 0.6612 | 4.4732 | 1.7648 | 2.7083
| 141 | 14 | 2 | 8760 | 787 | 270 | 0.0187 | 0.15 | 0.6612 | 4.4732 | 1.7648 | 2.7083
| 142 | 14 | 2 | 8760 | 787 | 270 | 0.0187 | 0.15 | 0.6612 | 4.4732 | 1.7648 | 2.7083
| 143 | 16 | 2 | 8760 | 880 | 310 | 0.0187 | 0.15 | 0.6612 | 5.0017 | 2.0263 | 2.9755
| 144 | 16 | 2 | 8760 | 880 | 310 | 0.0187 | 0.15 | 0.6612 | 5.0017 | 2.0263 | 2.9755
| 145 | 16 | 2 | 8760 | 880 | 310 | 0.0187 | 0.15 | 0.6612 | 5.0017 | 2.0263 | 2.9755
| 146 | 3 | 3 | 8760 | 92 | 31 | 0.0187 | 0.15 | 0.6612 | 0.52291 | 0.20263 | 0.32028
| 147 | 3 | 3 | 8760 | 92 | 31 | 0.0187 | 0.15 | 0.6612 | 0.52291 | 0.20263 | 0.32028
| 148 | 3 | 3 | 8760 | 92 | 31 | 0.0187 | 0.15 | 0.6612 | 0.52291 | 0.20263 | 0.32028
| 149 | 3 | 3 | 8760 | 92 | 31 | 0.0187 | 0.15 | 0.6612 | 0.52291 | 0.20263 | 0.32028
| 150 | 3 | 3 | 8760 | 92 | 31 | 0.0187 | 0.15 | 0.6612 | 0.52291 | 0.20263 | 0.32028
| 151 | 3 | 3 | 8760 | 92 | 31 | 0.0187 | 0.15 | 0.6612 | 0.52291 | 0.20263 | 0.32028
| 152 | 3 | 3 | 8760 | 92 | 31 | 0.0187 | 0.15 | 0.6612 | 0.52291 | 0.20263 | 0.32028
| 153 | 3 | 3 | 8760 | 92 | 31 | 0.0187 | 0.15 | 0.6612 | 0.52291 | 0.20263 | 0.32028
| 154 | 3 | 3 | 8760 | 92 | 31 | 0.0187 | 0.15 | 0.6612 | 0.52291 | 0.20263 | 0.32028
| 155 | 3 | 3 | 8760 | 92 | 31 | 0.0187 | 0.15 | 0.6612 | 0.52291 | 0.20263 | 0.32028
| 156 | 3 | 3 | 8760 | 92 | 31 | 0.0187 | 0.15 | 0.6612 | 0.52291 | 0.20263 | 0.32028
| 157 | 3 | 3 | 8760 | 92 | 31 | 0.0187 | 0.15 | 0.6612 | 0.52291 | 0.20263 | 0.32028
| 158 | 3 | 3 | 8760 | 92 | 31 | 0.0187 | 0.15 | 0.6612 | 0.52291 | 0.20263 | 0.32028
| 159 | 3 | 3 | 8760 | 92 | 31 | 0.0187 | 0.15 | 0.6612 | 0.52291 | 0.20263 | 0.32028
| 160 | 3 | 3 | 8760 | 92 | 31 | 0.0187 | 0.15 | 0.6612 | 0.52291 | 0.20263 | 0.32028
| 161 | 3 | 3 | 8760 | 92 | 31 | 0.0187 | 0.15 | 0.6612 | 0.52291 | 0.20263 | 0.32028
| 162 | 3 | 3 | 8760 | 92 | 31 | 0.0187 | 0.15 | 0.6612 | 0.52291 | 0.20263 | 0.32028
| 163 | 3 | 3 | 8760 | 92 | 31 | 0.0187 | 0.15 | 0.6612 | 0.52291 | 0.20263 | 0.32028
| 164 | 3 | 3 | 8760 | 92 | 31 | 0.0187 | 0.15 | 0.6612 | 0.52291 | 0.20263 | 0.32028
| 165 | 3 | 3 | 8760 | 92 | 31 | 0.0187 | 0.15 | 0.6612 | 0.52291 | 0.20263 | 0.32028
| 166 | 3 | 3 | 8760 | 92 | 31 | 0.0187 | 0.15 | 0.6612 | 0.52291 | 0.20263 | 0.32028
| 167 | 3 | 3 | 8760 | 92 | 31 | 0.0187 | 0.15 | 0.6612 | 0.52291 | 0.20263 | 0.32028
| 168 | 3 | 3 | 8760 | 92 | 31 | 0.0187 | 0.15 | 0.6612 | 0.52291 | 0.20263 | 0.32028
| 169 | 3 | 3 | 8760 | 92 | 31 | 0.0187 | 0.15 | 0.6612 | 0.52291 | 0.20263 | 0.32028
| 170 | 3 | 3 | 8760 | 92 | 31 | 0.0187 | 0.15 | 0.6612 | 0.52291 | 0.20263 | 0.32028
| 171 | 3 | 3 | 8760 | 92 | 31 | 0.0187 | 0.15 | 0.6612 | 0.52291 | 0.20263 | 0.32028
| 172 | 3 | 3 | 8760 | 92 | 31 | 0.0187 | 0.15 | 0.6612 | 0.52291 | 0.20263 | 0.32028
| 173 | 3 | 3 | 8760 | 92 | 31 | 0.0187 | 0.15 | 0.6612 | 0.52291 | 0.20263 | 0.32028
| 174 | 3 | 3 | 8760 | 92 | 31 | 0.0187 | 0.15 | 0.6612 | 0.52291 | 0.20263 | 0.32028
| 175 | 3 | 3 | 8760 | 92 | 31 | 0.0187 | 0.15 | 0.6612 | 0.52291 | 0.20263 | 0.32028
| 176 | 3 | 3 | 8760 | 92 | 31 | 0.0187 | 0.15 | 0.6612 | 0.52291 | 0.20263 | 0.32028
| 177 | 3 | 3 | 8760 | 92 | 31 | 0.0187 | 0.15 | 0.6612 | 0.52291 | 0.20263 | 0.32028
| 178 | 3 | 3 | 8760 | 92 | 31 | 0.0187 | 0.15 | 0.6612 | 0.52291 | 0.20263 | 0.32028
| 179 | 3 | 3 | 8760 | 92 | 31 | 0.0187 | 0.15 | 0.6612 | 0.52291 | 0.20263 | 0.32028
| 180 | 3 | 3 | 8760 | 92 | 31 | 0.0187 | 0.15 | 0.6612 | 0.52291 | 0.20263 | 0.32028
| 181 | 3 | 3 | 8760 | 92 | 31 | 0.0187 | 0.15 | 0.6612 | 0.52291 | 0.20263 | 0.32028
| 182 | 3 | 3 | 8760 | 92 | 31 | 0.0187 | 0.15 | 0.6612 | 0.52291 | 0.20263 | 0.32028
| 183 | 3 | 3 | 8760 | 92 | 31 | 0.0187 | 0.15 | 0.6612 | 0.52291 | 0.20263 | 0.32028
| 184 | 3 | 3 | 8760 | 92 | 31 | 0.0187 | 0.15 | 0.6612 | 0.52291 | 0.20263 | 0.32028
| 185 | 3 | 3 | 8760 | 92 | 31 | 0.0187 | 0.15 | 0.6612 | 0.52291 | 0.20263 | 0.32028
| 186 | 3 | 3 | 8760 | 92 | 31 | 0.0187 | 0.15 | 0.6612 | 0.52291 | 0.20263 | 0.32028
| 187 | 3 | 3 | 8760 | 92 | 31 | 0.0187 | 0.15 | 0.6612 | 0.52291 | 0.20263 | 0.32028
| 188 | 3 | 3 | 8760 | 92 | 31 | 0.0187 | 0.15 | 0.6612 | 0.52291 | 0.20263 | 0.32028
| 189 | 3 | 3 | 8760 | 92 | 31 | 0.0187 | 0.15 | 0.6612 | 0.52291 | 0.20263 | 0.32028
| 190 | 3 | 3 | 8760 | 92 | 31 | 0.0187 | 0.15 | 0.6612 | 0.52291 | 0.20263 | 0.32028
| 191 | 3 | 3 | 8760 | 92 | 31 | 0.0187 | 0.15 | 0.6612 | 0.52291 | 0.20263 | 0.32028
| 192 | 3 | 3 | 8760 | 92 | 31 | 0.0187 | 0.15 | 0.6612 | 0.52291 | 0.20263 | 0.32028
| 193 | 3 | 3 | 8760 | 92 | 31 | 0.0187 | 0.15 | 0.6612 | 0.52291 | 0.20263 | 0.32028
| 194 | 3 | 3 | 8760 | 92 | 31 | 0.0187 | 0.15 | 0.6612 | 0.52291 | 0.20263 | 0.32028
| 195 | 3 | 3 | 8760 | 92 | 31 | 0.0187 | 0.15 | 0.6612 | 0.52291 | 0.20263 | 0.32028
| 196 | 3 | 3 | 8760 | 92 | 31 | 0.0187 | 0.15 | 0.6612 | 0.52291 | 0.20263 | 0.32028
| 197 | 3 | 3 | 8760 | 92 | 31 | 0.0187 | 0.15 | 0.6612 | 0.52291 | 0.20263 | 0.32028
| 198 | 3 | 3 | 8760 | 92 | 31 | 0.0187 | 0.15 | 0.6612 | 0.52291 | 0.20263 | 0.32028
| 199 | 3 | 3 | 8760 | 92 | 31 | 0.0187 | 0.15 | 0.6612 | 0.52291 | 0.20263 | 0.32028
| 200 | 3 | 3 | 8760 | 92 | 31 | 0.0187 | 0.15 | 0.6612 | 0.52291 | 0.20263 | 0.32028
| 201 | 3 | 3 | 8760 | 92 | 31 | 0.0187 | 0.15 | 0.6612 | 0.52291 | 0.20263 | 0.32028
| 202 | 3 | 3 | 8760 | 92 | 31 | 0.0187 | 0.15 | 0.6612 | 0.52291 | 0.20263 | 0.32028
| 203 | 3 | 3 | 8760 | 92 | 31 | 0.0187 | 0.15 | 0.6612 | 0.52291 | 0.20263 | 0.32028
| 204 | 3 | 3 | 8760 | 92 | 31 | 0.0187 | 0.15 | 0.6612 | 0.52291 | 0.20263 | 0.32028
| 205 | 3 | 3 | 8760 | 92 | 31 | 0.0187 | 0.15 | 0.6612 | 0.52291 | 0.20263 | 0.32028
| 206 | 3 | 3 | 8760 | 92 | 31 | 0.0187 | 0.15 | 0.6612 | 0.52291 | 0.20263 | 0.32028
| 207 | 3 | 3 | 8760 | 92 | 31 | 0.0187 | 0.15 | 0.6612 | 0.52291 | 0.20263 | 0.32028
| 208 | 3 | 3 | 8760 | 92 | 31 | 0.0187 | 0.15 | 0.6612 | 0.52291 | 0.20263 | 0.32028
| 209 | 3 | 3 | 8760 | 92 | 31 | 0.0187 | 0.15 | 0.6612 | 0.52291 | 0.20263 | 0.32028
| 210 | 3 | 3 | 8760 | 92 | 31 | 0.0187 | 0.15 | 0.6612 | 0.52291 | 0.20263 | 0.32028
| 211 | 3 | 3 | 8760 | 92 | 31 | 0.0187 | 0.15 | 0.6612 | 0.52291 | 0.20263 | 0.32028
| 212 | 3 | 3 | 8760 | 92 | 31 | 0.0187 | 0.15 | 0.6612 | 0.52291 | 0.20263 | 0.32028
| 213 | 3 | 3 | 8760 | 92 | 31 | 0.0187 | 0.15 | 0.6612 | 0.52291 | 0.20263 | 0.32028
| 214 | 3 | 3 | 8760 | 92 | 31 | 0.0187 | 0.15 | 0.6612 | 0.52291 | 0.20263 | 0.32028
| 215 | 3 | 3 | 8760 | 92 | 31 | 0.0187 | 0.15 | 0.6612 | 0.52291 | 0.20263 | 0.32028
| 216 | 3 | 3 | 8760 | 92 | 31 | 0.0187 | 0.15 | 0.6612 | 0.52291 | 0.20263 | 0.32028
| 217 | 3 | 3 | 8760 | 92 | 31 | 0.0187 | 0.15 | 0.6612 | 0.52291 | 0.20263 | 0.32028
| 218 | 3 | 3 | 8760 | 92 | 31 | 0.0187 | 0.15 | 0.6612 | 0.52291 | 0.20263 | 0.32028
| 219 | 3 | 3 | 8760 | 92 | 31 | 0.0187 | 0.15 | 0.6612 | 0.52291 | 0.20263 | 0.32028
| 220 | 3 | 3 | 8760 | 92 | 31 | 0.0187 | 0.15 | 0.6612 | 0.52291 | 0.20263 | 0.32028
| 221 | 3 | 3 | 8760 | 92 | 31 | 0.0187 | 0.15 | 0.6612 | 0.52291 | 0.20263 | 0.32028
| 222 | 3 | 3 | 8760 | 92 | 31 | 0.0187 | 0.15 | 0.6612 | 0.52291 | 0.20263 | 0.32028
| 223 | 3 | 3 | 8760 | 92 | 31 | 0.0187 | 0.15 | 0.6612 | 0.52291 | 0.20263 | 0.32028
| 224 | 4 | 3 | 8760 | 108 | 36 | 0.0187 | 0.15 | 0.6612 | 0.61385 | 0.23531 | 0.37854
| 225 | 4 | 3 | 8760 | 108 | 36 | 0.0187 | 0.15 | 0.6612 | 0.61385 | 0.23531 | 0.37854
| 226 | 4 | 3 | 8760 | 108 | 36 | 0.0187 | 0.15 | 0.6612 | 0.61385 | 0.23531 | 0.37854
| 227 | 4 | 3 | 8760 | 108 | 36 | 0.0187 | 0.15 | 0.6612 | 0.61385 | 0.23531 | 0.37854
| 228 | 4 | 3 | 8760 | 108 | 36 | 0.0187 | 0.15 | 0.6612 | 0.61385 | 0.23531 | 0.37854
| 229 | 4 | 3 | 8760 | 108 | 36 | 0.0187 | 0.15 | 0.6612 | 0.61385 | 0.23531 | 0.37854
| 230 | 4 | 3 | 8760 | 108 | 36 | 0.0187 | 0.15 | 0.6612 | 0.61385 | 0.23531 | 0.37854
| 231 | 4 | 3 | 8760 | 108 | 36 | 0.0187 | 0.15 | 0.6612 | 0.61385 | 0.23531 | 0.37854
| 232 | 5 | 3 | 8760 | 148 | 49 | 0.0187 | 0.15 | 0.6612 | 0.8412 | 0.32028 | 0.52092
| 233 | 5 | 3 | 8760 | 148 | 49 | 0.0187 | 0.15 | 0.6612 | 0.8412 | 0.32028 | 0.52092
| 234 | 5 | 3 | 8760 | 148 | 49 | 0.0187 | 0.15 | 0.6612 | 0.8412 | 0.32028 | 0.52092
| 235 | 5 | 3 | 8760 | 148 | 49 | 0.0187 | 0.15 | 0.6612 | 0.8412 | 0.32028 | 0.52092
| 236 | 5 | 3 | 8760 | 148 | 49 | 0.0187 | 0.15 | 0.6612 | 0.8412 | 0.32028 | 0.52092
| 237 | 5 | 3 | 8760 | 148 | 49 | 0.0187 | 0.15 | 0.6612 | 0.8412 | 0.32028 | 0.52092
| 238 | 5 | 3 | 8760 | 148 | 49 | 0.0187 | 0.15 | 0.6612 | 0.8412 | 0.32028 | 0.52092
| 239 | 5 | 3 | 8760 | 148 | 49 | 0.0187 | 0.15 | 0.6612 | 0.8412 | 0.32028 | 0.52092
| 240 | 5 | 3 | 8760 | 148 | 49 | 0.0187 | 0.15 | 0.6612 | 0.8412 | 0.32028 | 0.52092
| 241 | 5 | 3 | 8760 | 148 | 49 | 0.0187 | 0.15 | 0.6612 | 0.8412 | 0.32028 | 0.52092
| 242 | 5 | 3 | 8760 | 148 | 49 | 0.0187 | 0.15 | 0.6612 | 0.8412 | 0.32028 | 0.52092
| 243 | 5 | 3 | 8760 | 148 | 49 | 0.0187 | 0.15 | 0.6612 | 0.8412 | 0.32028 | 0.52092
| 244 | 5 | 3 | 8760 | 148 | 49 | 0.0187 | 0.15 | 0.6612 | 0.8412 | 0.32028 | 0.52092
| 245 | 5 | 3 | 8760 | 148 | 49 | 0.0187 | 0.15 | 0.6612 | 0.8412 | 0.32028 | 0.52092
| 246 | 5 | 3 | 8760 | 148 | 49 | 0.0187 | 0.15 | 0.6612 | 0.8412 | 0.32028 | 0.52092
| 247 | 5 | 3 | 8760 | 148 | 49 | 0.0187 | 0.15 | 0.6612 | 0.8412 | 0.32028 | 0.52092
| 248 | 5 | 3 | 8760 | 148 | 49 | 0.0187 | 0.15 | 0.6612 | 0.8412 | 0.32028 | 0.52092
| 249 | 5 | 3 | 8760 | 148 | 49 | 0.0187 | 0.15 | 0.6612 | 0.8412 | 0.32028 | 0.52092
| 250 | 5 | 3 | 8760 | 148 | 49 | 0.0187 | 0.15 | 0.6612 | 0.8412 | 0.32028 | 0.52092
| 251 | 5 | 3 | 8760 | 148 | 49 | 0.0187 | 0.15 | 0.6612 | 0.8412 | 0.32028 | 0.52092
| 252 | 5 | 3 | 8760 | 148 | 49 | 0.0187 | 0.15 | 0.6612 | 0.8412 | 0.32028 | 0.52092
| 253 | 5 | 3 | 8760 | 148 | 49 | 0.0187 | 0.15 | 0.6612 | 0.8412 | 0.32028 | 0.52092
| 254 | 5 | 3 | 8760 | 148 | 49 | 0.0187 | 0.15 | 0.6612 | 0.8412 | 0.32028 | 0.52092
| 255 | 5 | 3 | 8760 | 148 | 49 | 0.0187 | 0.15 | 0.6612 | 0.8412 | 0.32028 | 0.52092
| 256 | 5 | 3 | 8760 | 148 | 49 | 0.0187 | 0.15 | 0.6612 | 0.8412 | 0.32028 | 0.52092
| 257 | 5 | 3 | 8760 | 148 | 49 | 0.0187 | 0.15 | 0.6612 | 0.8412 | 0.32028 | 0.52092
| 258 | 5 | 3 | 8760 | 148 | 49 | 0.0187 | 0.15 | 0.6612 | 0.8412 | 0.32028 | 0.52092
| 259 | 5 | 3 | 8760 | 148 | 49 | 0.0187 | 0.15 | 0.6612 | 0.8412 | 0.32028 | 0.52092
| 260 | 5 | 3 | 8760 | 148 | 49 | 0.0187 | 0.15 | 0.6612 | 0.8412 | 0.32028 | 0.52092
| 261 | 5 | 3 | 8760 | 148 | 49 | 0.0187 | 0.15 | 0.6612 | 0.8412 | 0.32028 | 0.52092
| 262 | 5 | 3 | 8760 | 148 | 49 | 0.0187 | 0.15 | 0.6612 | 0.8412 | 0.32028 | 0.52092
| 263 | 5 | 3 | 8760 | 148 | 49 | 0.0187 | 0.15 | 0.6612 | 0.8412 | 0.32028 | 0.52092
| 264 | 5 | 3 | 8760 | 148 | 49 | 0.0187 | 0.15 | 0.6612 | 0.8412 | 0.32028 | 0.52092
| 265 | 5 | 3 | 8760 | 148 | 49 | 0.0187 | 0.15 | 0.6612 | 0.8412 | 0.32028 | 0.52092
| 266 | 5 | 3 | 8760 | 148 | 49 | 0.0187 | 0.15 | 0.6612 | 0.8412 | 0.32028 | 0.52092
| 267 | 5 | 3 | 8760 | 148 | 49 | 0.0187 | 0.15 | 0.6612 | 0.8412 | 0.32028 | 0.52092
| 268 | 5 | 3 | 8760 | 148 | 49 | 0.0187 | 0.15 | 0.6612 | 0.8412 | 0.32028 | 0.52092
| 269 | 5 | 3 | 8760 | 148 | 49 | 0.0187 | 0.15 | 0.6612 | 0.8412 | 0.32028 | 0.52092
| 270 | 5 | 3 | 8760 | 148 | 49 | 0.0187 | 0.15 | 0.6612 | 0.8412 | 0.32028 | 0.52092
| 271 | 5 | 3 | 8760 | 148 | 49 | 0.0187 | 0.15 | 0.6612 | 0.8412 | 0.32028 | 0.52092
| 272 | 5 | 3 | 8760 | 148 | 49 | 0.0187 | 0.15 | 0.6612 | 0.8412 | 0.32028 | 0.52092
| 273 | 5 | 3 | 8760 | 148 | 49 | 0.0187 | 0.15 | 0.6612 | 0.8412 | 0.32028 | 0.52092
| 274 | 5 | 3 | 8760 | 148 | 49 | 0.0187 | 0.15 | 0.6612 | 0.8412 | 0.32028 | 0.52092
| 275 | 5 | 3 | 8760 | 148 | 49 | 0.0187 | 0.15 | 0.6612 | 0.8412 | 0.32028 | 0.52092
| 276 | 5 | 3 | 8760 | 148 | 49 | 0.0187 | 0.15 | 0.6612 | 0.8412 | 0.32028 | 0.52092
| 277 | 5 | 3 | 8760 | 148 | 49 | 0.0187 | 0.15 | 0.6612 | 0.8412 | 0.32028 | 0.52092
| 278 | 5 | 3 | 8760 | 148 | 49 | 0.0187 | 0.15 | 0.6612 | 0.8412 | 0.32028 | 0.52092
| 279 | 5 | 3 | 8760 | 148 | 49 | 0.0187 | 0.15 | 0.6612 | 0.8412 | 0.32028 | 0.52092
| 280 | 5 | 3 | 8760 | 148 | 49 | 0.0187 | 0.15 | 0.6612 | 0.8412 | 0.32028 | 0.52092
| 281 | 5 | 3 | 8760 | 148 | 49 | 0.0187 | 0.15 | 0.6612 | 0.8412 | 0.32028 | 0.52092
| 282 | 5 | 3 | 8760 | 148 | 49 | 0.0187 | 0.15 | 0.6612 | 0.8412 | 0.32028 | 0.52092
| 283 | 5 | 3 | 8760 | 148 | 49 | 0.0187 | 0.15 | 0.6612 | 0.8412 | 0.32028 | 0.52092
| 284 | 5 | 3 | 8760 | 148 | 49 | 0.0187 | 0.15 | 0.6612 | 0.8412 | 0.32028 | 0.52092
| 285 | 5 | 3 | 8760 | 148 | 49 | 0.0187 | 0.15 | 0.6612 | 0.8412 | 0.32028 | 0.52092
| 286 | 5 | 3 | 8760 | 148 | 49 | 0.0187 | 0.15 | 0.6612 | 0.8412 | 0.32028 | 0.52092
| 287 | 5 | 3 | 8760 | 148 | 49 | 0.0187 | 0.15 | 0.6612 | 0.8412 | 0.32028 | 0.52092
| 288 | 5 | 3 | 8760 | 148 | 49 | 0.0187 | 0.15 | 0.6612 | 0.8412 | 0.32028 | 0.52092
| 289 | 5 | 3 | 8760 | 148 | 49 | 0.0187 | 0.15 | 0.6612 | 0.8412 | 0.32028 | 0.52092
| 290 | 5 | 3 | 8760 | 148 | 49 | 0.0187 | 0.15 | 0.6612 | 0.8412 | 0.32028 | 0.52092
| 291 | 5 | 3 | 8760 | 148 | 49 | 0.0187 | 0.15 | 0.6612 | 0.8412 | 0.32028 | 0.52092
| 292 | 7 | 3 | 8760 | 205 | 70 | 0.0187 | 0.15 | 0.6612 | 1.1652 | 0.45755 | 0.70763
| 293 | 7 | 3 | 8760 | 205 | 70 | 0.0187 | 0.15 | 0.6612 | 1.1652 | 0.45755 | 0.70763
| 294 | 7 | 3 | 8760 | 205 | 70 | 0.0187 | 0.15 | 0.6612 | 1.1652 | 0.45755 | 0.70763
| 295 | 8 | 3 | 8760 | 280 | 95 | 0.0187 | 0.15 | 0.6612 | 1.5915 | 0.62096 | 0.97051
| 296 | 8 | 3 | 8760 | 280 | 95 | 0.0187 | 0.15 | 0.6612 | 1.5915 | 0.62096 | 0.97051
| 297 | 8 | 3 | 8760 | 280 | 95 | 0.0187 | 0.15 | 0.6612 | 1.5915 | 0.62096 | 0.97051
| 298 | 8 | 3 | 8760 | 280 | 95 | 0.0187 | 0.15 | 0.6612 | 1.5915 | 0.62096 | 0.97051
| 299 | 9 | 3 | 8760 | 315 | 108 | 0.0187 | 0.15 | 0.6612 | 1.7904 | 0.70593 | 1.0845
| 300 | 9 | 3 | 8760 | 315 | 108 | 0.0187 | 0.15 | 0.6612 | 1.7904 | 0.70593 | 1.0845
| 301 | 9 | 3 | 8760 | 315 | 108 | 0.0187 | 0.15 | 0.6612 | 1.7904 | 0.70593 | 1.0845
| 302 | 9 | 3 | 8760 | 315 | 108 | 0.0187 | 0.15 | 0.6612 | 1.7904 | 0.70593 | 1.0845
| 303 | 9 | 3 | 8760 | 315 | 108 | 0.0187 | 0.15 | 0.6612 | 1.7904 | 0.70593 | 1.0845
| 304 | 9 | 3 | 8760 | 315 | 108 | 0.0187 | 0.15 | 0.6612 | 1.7904 | 0.70593 | 1.0845
| 305 | 9 | 3 | 8760 | 315 | 108 | 0.0187 | 0.15 | 0.6612 | 1.7904 | 0.70593 | 1.0845
| 306 | 9 | 3 | 8760 | 315 | 108 | 0.0187 | 0.15 | 0.6612 | 1.7904 | 0.70593 | 1.0845
| 307 | 10 | 3 | 8760 | 340 | 125 | 0.0187 | 0.15 | 0.6612 | 1.9325 | 0.81705 | 1.1154
| 308 | 10 | 3 | 8760 | 340 | 125 | 0.0187 | 0.15 | 0.6612 | 1.9325 | 0.81705 | 1.1154
| 309 | 10 | 3 | 8760 | 340 | 125 | 0.0187 | 0.15 | 0.6612 | 1.9325 | 0.81705 | 1.1154
| 310 | 10 | 3 | 8760 | 340 | 125 | 0.0187 | 0.15 | 0.6612 | 1.9325 | 0.81705 | 1.1154
| 311 | 11 | 3 | 8760 | 390 | 145 | 0.0187 | 0.15 | 0.6612 | 2.2167 | 0.94777 | 1.2689
| 312 | 11 | 3 | 8760 | 390 | 145 | 0.0187 | 0.15 | 0.6612 | 2.2167 | 0.94777 | 1.2689
| 313 | 11 | 3 | 8760 | 390 | 145 | 0.0187 | 0.15 | 0.6612 | 2.2167 | 0.94777 | 1.2689
| 314 | 12 | 3 | 8760 | 433 | 165 | 0.0187 | 0.15 | 0.6612 | 2.4611 | 1.0785 | 1.3826
| 315 | 12 | 3 | 8760 | 433 | 165 | 0.0187 | 0.15 | 0.6612 | 2.4611 | 1.0785 | 1.3826
| 316 | 12 | 3 | 8760 | 433 | 165 | 0.0187 | 0.15 | 0.6612 | 2.4611 | 1.0785 | 1.3826
| 317 | 13 | 3 | 8760 | 580 | 220 | 0.0187 | 0.15 | 0.6612 | 3.2966 | 1.438 | 1.8586
| 318 | 2 | 4 | 8760 | 67 | 22 | 0.0187 | 0.15 | 0.6612 | 0.38081 | 0.1438 | 0.23701
| 319 | 2 | 4 | 8760 | 67 | 22 | 0.0187 | 0.15 | 0.6612 | 0.38081 | 0.1438 | 0.23701
| 320 | 2 | 4 | 8760 | 67 | 22 | 0.0187 | 0.15 | 0.6612 | 0.38081 | 0.1438 | 0.23701
| 321 | 2 | 4 | 8760 | 67 | 22 | 0.0187 | 0.15 | 0.6612 | 0.38081 | 0.1438 | 0.23701
| 322 | 2 | 4 | 8760 | 67 | 22 | 0.0187 | 0.15 | 0.6612 | 0.38081 | 0.1438 | 0.23701
| 323 | 2 | 4 | 8760 | 67 | 22 | 0.0187 | 0.15 | 0.6612 | 0.38081 | 0.1438 | 0.23701
| 324 | 2 | 4 | 8760 | 67 | 22 | 0.0187 | 0.15 | 0.6612 | 0.38081 | 0.1438 | 0.23701
| 325 | 2 | 4 | 8760 | 67 | 22 | 0.0187 | 0.15 | 0.6612 | 0.38081 | 0.1438 | 0.23701
| 326 | 2 | 4 | 8760 | 67 | 22 | 0.0187 | 0.15 | 0.6612 | 0.38081 | 0.1438 | 0.23701
| 327 | 2 | 4 | 8760 | 67 | 22 | 0.0187 | 0.15 | 0.6612 | 0.38081 | 0.1438 | 0.23701
| 328 | 2 | 4 | 8760 | 67 | 22 | 0.0187 | 0.15 | 0.6612 | 0.38081 | 0.1438 | 0.23701
| 329 | 2 | 4 | 8760 | 67 | 22 | 0.0187 | 0.15 | 0.6612 | 0.38081 | 0.1438 | 0.23701
| 330 | 2 | 4 | 8760 | 67 | 22 | 0.0187 | 0.15 | 0.6612 | 0.38081 | 0.1438 | 0.23701
| 331 | 2 | 4 | 8760 | 67 | 22 | 0.0187 | 0.15 | 0.6612 | 0.38081 | 0.1438 | 0.23701
| 332 | 2 | 4 | 8760 | 67 | 22 | 0.0187 | 0.15 | 0.6612 | 0.38081 | 0.1438 | 0.23701
| 333 | 2 | 4 | 8760 | 67 | 22 | 0.0187 | 0.15 | 0.6612 | 0.38081 | 0.1438 | 0.23701
| 334 | 2 | 4 | 8760 | 67 | 22 | 0.0187 | 0.15 | 0.6612 | 0.38081 | 0.1438 | 0.23701
| 335 | 2 | 4 | 8760 | 67 | 22 | 0.0187 | 0.15 | 0.6612 | 0.38081 | 0.1438 | 0.23701
| 336 | 2 | 4 | 8760 | 67 | 22 | 0.0187 | 0.15 | 0.6612 | 0.38081 | 0.1438 | 0.23701
| 337 | 2 | 4 | 8760 | 67 | 22 | 0.0187 | 0.15 | 0.6612 | 0.38081 | 0.1438 | 0.23701
| 338 | 2 | 4 | 8760 | 67 | 22 | 0.0187 | 0.15 | 0.6612 | 0.38081 | 0.1438 | 0.23701
| 339 | 2 | 4 | 8760 | 67 | 22 | 0.0187 | 0.15 | 0.6612 | 0.38081 | 0.1438 | 0.23701
| 340 | 2 | 4 | 8760 | 67 | 22 | 0.0187 | 0.15 | 0.6612 | 0.38081 | 0.1438 | 0.23701
| 341 | 7 | 4 | 8760 | 205 | 70 | 0.0187 | 0.15 | 0.6612 | 1.1652 | 0.45755 | 0.70763
| 342 | 8 | 4 | 8760 | 280 | 95 | 0.0187 | 0.15 | 0.6612 | 1.5915 | 0.62096 | 0.97051
| 343 | 9 | 4 | 8760 | 315 | 108 | 0.0187 | 0.15 | 0.6612 | 1.7904 | 0.70593 | 1.0845
| 344 | 9 | 4 | 8760 | 315 | 108 | 0.0187 | 0.15 | 0.6612 | 1.7904 | 0.70593 | 1.0845
| 345 | 9 | 4 | 8760 | 315 | 108 | 0.0187 | 0.15 | 0.6612 | 1.7904 | 0.70593 | 1.0845
| 346 | 10 | 4 | 8760 | 340 | 125 | 0.0187 | 0.15 | 0.6612 | 1.9325 | 0.81705 | 1.1154
| 347 | 12 | 4 | 8760 | 433 | 165 | 0.0187 | 0.15 | 0.6612 | 2.4611 | 1.0785 | 1.3826
| 348 | 8 | 5 | 8760 | 280 | 95 | 0.0187 | 0.15 | 0.6612 | 1.5915 | 0.62096 | 0.97051
| 349 | 8 | 5 | 8760 | 280 | 95 | 0.0187 | 0.15 | 0.6612 | 1.5915 | 0.62096 | 0.97051
| 350 | 8 | 5 | 8760 | 280 | 95 | 0.0187 | 0.15 | 0.6612 | 1.5915 | 0.62096 | 0.97051
| 351 | 2 | 5 | 8760 | 67 | 22 | 0.0187 | 0.15 | 0.6612 | 0.38081 | 0.1438 | 0.23701
| 352 | 2 | 5 | 8760 | 67 | 22 | 0.0187 | 0.15 | 0.6612 | 0.38081 | 0.1438 | 0.23701
| 353 | 2 | 5 | 8760 | 67 | 22 | 0.0187 | 0.15 | 0.6612 | 0.38081 | 0.1438 | 0.23701
| 354 | 2 | 5 | 8760 | 67 | 22 | 0.0187 | 0.15 | 0.6612 | 0.38081 | 0.1438 | 0.23701
| 355 | 2 | 5 | 8760 | 67 | 22 | 0.0187 | 0.15 | 0.6612 | 0.38081 | 0.1438 | 0.23701
| 356 | 3 | 5 | 8760 | 92 | 31 | 0.0187 | 0.15 | 0.6612 | 0.52291 | 0.20263 | 0.32028
| 357 | 3 | 5 | 8760 | 92 | 31 | 0.0187 | 0.15 | 0.6612 | 0.52291 | 0.20263 | 0.32028
| 358 | 3 | 5 | 8760 | 92 | 31 | 0.0187 | 0.15 | 0.6612 | 0.52291 | 0.20263 | 0.32028
| 359 | 3 | 5 | 8760 | 92 | 31 | 0.0187 | 0.15 | 0.6612 | 0.52291 | 0.20263 | 0.32028
| 360 | 3 | 5 | 8760 | 92 | 31 | 0.0187 | 0.15 | 0.6612 | 0.52291 | 0.20263 | 0.32028
| 361 | 3 | 5 | 8760 | 92 | 31 | 0.0187 | 0.15 | 0.6612 | 0.52291 | 0.20263 | 0.32028
| 362 | 3 | 5 | 8760 | 92 | 31 | 0.0187 | 0.15 | 0.6612 | 0.52291 | 0.20263 | 0.32028
| 363 | 3 | 5 | 8760 | 92 | 31 | 0.0187 | 0.15 | 0.6612 | 0.52291 | 0.20263 | 0.32028
| 364 | 3 | 5 | 8760 | 92 | 31 | 0.0187 | 0.15 | 0.6612 | 0.52291 | 0.20263 | 0.32028
| 365 | 4 | 5 | 8760 | 108 | 36 | 0.0187 | 0.15 | 0.6612 | 0.61385 | 0.23531 | 0.37854
| 366 | 4 | 5 | 8760 | 108 | 36 | 0.0187 | 0.15 | 0.6612 | 0.61385 | 0.23531 | 0.37854
| 367 | 4 | 5 | 8760 | 108 | 36 | 0.0187 | 0.15 | 0.6612 | 0.61385 | 0.23531 | 0.37854
| 368 | 4 | 5 | 8760 | 108 | 36 | 0.0187 | 0.15 | 0.6612 | 0.61385 | 0.23531 | 0.37854
| 369 | 4 | 5 | 8760 | 108 | 36 | 0.0187 | 0.15 | 0.6612 | 0.61385 | 0.23531 | 0.37854
| 370 | 4 | 5 | 8760 | 108 | 36 | 0.0187 | 0.15 | 0.6612 | 0.61385 | 0.23531 | 0.37854
| 371 | 4 | 5 | 8760 | 108 | 36 | 0.0187 | 0.15 | 0.6612 | 0.61385 | 0.23531 | 0.37854
| 372 | 4 | 5 | 8760 | 108 | 36 | 0.0187 | 0.15 | 0.6612 | 0.61385 | 0.23531 | 0.37854
| 373 | 4 | 5 | 8760 | 108 | 36 | 0.0187 | 0.15 | 0.6612 | 0.61385 | 0.23531 | 0.37854
| 374 | 4 | 5 | 8760 | 108 | 36 | 0.0187 | 0.15 | 0.6612 | 0.61385 | 0.23531 | 0.37854
| 375 | 4 | 5 | 8760 | 108 | 36 | 0.0187 | 0.15 | 0.6612 | 0.61385 | 0.23531 | 0.37854
| 376 | 4 | 5 | 8760 | 108 | 36 | 0.0187 | 0.15 | 0.6612 | 0.61385 | 0.23531 | 0.37854
| 377 | 4 | 5 | 8760 | 108 | 36 | 0.0187 | 0.15 | 0.6612 | 0.61385 | 0.23531 | 0.37854
| 378 | 4 | 5 | 8760 | 108 | 36 | 0.0187 | 0.15 | 0.6612 | 0.61385 | 0.23531 | 0.37854
| 379 | 4 | 5 | 8760 | 108 | 36 | 0.0187 | 0.15 | 0.6612 | 0.61385 | 0.23531 | 0.37854
| 380 | 4 | 5 | 8760 | 108 | 36 | 0.0187 | 0.15 | 0.6612 | 0.61385 | 0.23531 | 0.37854
| 381 | 4 | 5 | 8760 | 108 | 36 | 0.0187 | 0.15 | 0.6612 | 0.61385 | 0.23531 | 0.37854
| 382 | 8 | 5 | 8760 | 280 | 95 | 0.0187 | 0.15 | 0.6612 | 1.5915 | 0.62096 | 0.97051
| 383 | 8 | 5 | 8760 | 280 | 95 | 0.0187 | 0.15 | 0.6612 | 1.5915 | 0.62096 | 0.97051
| 384 | 8 | 5 | 8760 | 280 | 95 | 0.0187 | 0.15 | 0.6612 | 1.5915 | 0.62096 | 0.97051
| 385 | 8 | 5 | 8760 | 280 | 95 | 0.0187 | 0.15 | 0.6612 | 1.5915 | 0.62096 | 0.97051
| 386 | 8 | 5 | 8760 | 280 | 95 | 0.0187 | 0.15 | 0.6612 | 1.5915 | 0.62096 | 0.97051
| 387 | 8 | 5 | 8760 | 280 | 95 | 0.0187 | 0.15 | 0.6612 | 1.5915 | 0.62096 | 0.97051
| 388 | 8 | 5 | 8760 | 280 | 95 | 0.0187 | 0.15 | 0.6612 | 1.5915 | 0.62096 | 0.97051
| 389 | 10 | 5 | 8760 | 340 | 125 | 0.0187 | 0.15 | 0.6612 | 1.9325 | 0.81705 | 1.1154
| 390 | 10 | 5 | 8760 | 340 | 125 | 0.0187 | 0.15 | 0.6612 | 1.9325 | 0.81705 | 1.1154
| 391 | 10 | 5 | 8760 | 340 | 125 | 0.0187 | 0.15 | 0.6612 | 1.9325 | 0.81705 | 1.1154
| 392 | 10 | 5 | 8760 | 340 | 125 | 0.0187 | 0.15 | 0.6612 | 1.9325 | 0.81705 | 1.1154
| 393 | 10 | 5 | 8760 | 340 | 125 | 0.0187 | 0.15 | 0.6612 | 1.9325 | 0.81705 | 1.1154
| 394 | 10 | 5 | 8760 | 340 | 125 | 0.0187 | 0.15 | 0.6612 | 1.9325 | 0.81705 | 1.1154
| 395 | 10 | 5 | 8760 | 340 | 125 | 0.0187 | 0.15 | 0.6612 | 1.9325 | 0.81705 | 1.1154
| 396 | 3 | 6 | 8760 | 92 | 31 | 0.0187 | 0.15 | 0.6612 | 0.52291 | 0.20263 | 0.32028
| 397 | 3 | 6 | 8760 | 92 | 31 | 0.0187 | 0.15 | 0.6612 | 0.52291 | 0.20263 | 0.32028
| 398 | 3 | 6 | 8760 | 92 | 31 | 0.0187 | 0.15 | 0.6612 | 0.52291 | 0.20263 | 0.32028
| 399 | 3 | 6 | 8760 | 92 | 31 | 0.0187 | 0.15 | 0.6612 | 0.52291 | 0.20263 | 0.32028
| 400 | 3 | 6 | 8760 | 92 | 31 | 0.0187 | 0.15 | 0.6612 | 0.52291 | 0.20263 | 0.32028
| 401 | 3 | 6 | 8760 | 92 | 31 | 0.0187 | 0.15 | 0.6612 | 0.52291 | 0.20263 | 0.32028
| 402 | 3 | 6 | 8760 | 92 | 31 | 0.0187 | 0.15 | 0.6612 | 0.52291 | 0.20263 | 0.32028
| 403 | 3 | 6 | 8760 | 92 | 31 | 0.0187 | 0.15 | 0.6612 | 0.52291 | 0.20263 | 0.32028
| 404 | 3 | 6 | 8760 | 92 | 31 | 0.0187 | 0.15 | 0.6612 | 0.52291 | 0.20263 | 0.32028
| 405 | 3 | 6 | 8760 | 92 | 31 | 0.0187 | 0.15 | 0.6612 | 0.52291 | 0.20263 | 0.32028
| 406 | 3 | 6 | 8760 | 92 | 31 | 0.0187 | 0.15 | 0.6612 | 0.52291 | 0.20263 | 0.32028
| 407 | 3 | 6 | 8760 | 92 | 31 | 0.0187 | 0.15 | 0.6612 | 0.52291 | 0.20263 | 0.32028
| 408 | 3 | 6 | 8760 | 92 | 31 | 0.0187 | 0.15 | 0.6612 | 0.52291 | 0.20263 | 0.32028
| 409 | 3 | 6 | 8760 | 92 | 31 | 0.0187 | 0.15 | 0.6612 | 0.52291 | 0.20263 | 0.32028
| 410 | 3 | 6 | 8760 | 92 | 31 | 0.0187 | 0.15 | 0.6612 | 0.52291 | 0.20263 | 0.32028
| 411 | 3 | 6 | 8760 | 92 | 31 | 0.0187 | 0.15 | 0.6612 | 0.52291 | 0.20263 | 0.32028
| 412 | 3 | 6 | 8760 | 92 | 31 | 0.0187 | 0.15 | 0.6612 | 0.52291 | 0.20263 | 0.32028
| 413 | 3 | 6 | 8760 | 92 | 31 | 0.0187 | 0.15 | 0.6612 | 0.52291 | 0.20263 | 0.32028
| 414 | 3 | 6 | 8760 | 92 | 31 | 0.0187 | 0.15 | 0.6612 | 0.52291 | 0.20263 | 0.32028
| 415 | 3 | 6 | 8760 | 92 | 31 | 0.0187 | 0.15 | 0.6612 | 0.52291 | 0.20263 | 0.32028
| 416 | 4 | 6 | 8760 | 108 | 36 | 0.0187 | 0.15 | 0.6612 | 0.61385 | 0.23531 | 0.37854
| 417 | 4 | 6 | 8760 | 108 | 36 | 0.0187 | 0.15 | 0.6612 | 0.61385 | 0.23531 | 0.37854
| 418 | 4 | 6 | 8760 | 108 | 36 | 0.0187 | 0.15 | 0.6612 | 0.61385 | 0.23531 | 0.37854
| 419 | 4 | 6 | 8760 | 108 | 36 | 0.0187 | 0.15 | 0.6612 | 0.61385 | 0.23531 | 0.37854
| 420 | 4 | 6 | 8760 | 108 | 36 | 0.0187 | 0.15 | 0.6612 | 0.61385 | 0.23531 | 0.37854
| 421 | 4 | 6 | 8760 | 108 | 36 | 0.0187 | 0.15 | 0.6612 | 0.61385 | 0.23531 | 0.37854
| 422 | 4 | 6 | 8760 | 108 | 36 | 0.0187 | 0.15 | 0.6612 | 0.61385 | 0.23531 | 0.37854
| 423 | 4 | 6 | 8760 | 108 | 36 | 0.0187 | 0.15 | 0.6612 | 0.61385 | 0.23531 | 0.37854
| 424 | 4 | 6 | 8760 | 108 | 36 | 0.0187 | 0.15 | 0.6612 | 0.61385 | 0.23531 | 0.37854
| 425 | 4 | 6 | 8760 | 108 | 36 | 0.0187 | 0.15 | 0.6612 | 0.61385 | 0.23531 | 0.37854
| 426 | 4 | 6 | 8760 | 108 | 36 | 0.0187 | 0.15 | 0.6612 | 0.61385 | 0.23531 | 0.37854
| 427 | 4 | 6 | 8760 | 108 | 36 | 0.0187 | 0.15 | 0.6612 | 0.61385 | 0.23531 | 0.37854
| 428 | 4 | 6 | 8760 | 108 | 36 | 0.0187 | 0.15 | 0.6612 | 0.61385 | 0.23531 | 0.37854
| 429 | 4 | 6 | 8760 | 108 | 36 | 0.0187 | 0.15 | 0.6612 | 0.61385 | 0.23531 | 0.37854
| 430 | 4 | 6 | 8760 | 108 | 36 | 0.0187 | 0.15 | 0.6612 | 0.61385 | 0.23531 | 0.37854
| 431 | 4 | 6 | 8760 | 108 | 36 | 0.0187 | 0.15 | 0.6612 | 0.61385 | 0.23531 | 0.37854
| 432 | 4 | 6 | 8760 | 108 | 36 | 0.0187 | 0.15 | 0.6612 | 0.61385 | 0.23531 | 0.37854
| 433 | 4 | 6 | 8760 | 108 | 36 | 0.0187 | 0.15 | 0.6612 | 0.61385 | 0.23531 | 0.37854
| 434 | 4 | 6 | 8760 | 108 | 36 | 0.0187 | 0.15 | 0.6612 | 0.61385 | 0.23531 | 0.37854
| 435 | 4 | 6 | 8760 | 108 | 36 | 0.0187 | 0.15 | 0.6612 | 0.61385 | 0.23531 | 0.37854
| 436 | 4 | 6 | 8760 | 108 | 36 | 0.0187 | 0.15 | 0.6612 | 0.61385 | 0.23531 | 0.37854
| 437 | 4 | 6 | 8760 | 108 | 36 | 0.0187 | 0.15 | 0.6612 | 0.61385 | 0.23531 | 0.37854
| 438 | 4 | 6 | 8760 | 108 | 36 | 0.0187 | 0.15 | 0.6612 | 0.61385 | 0.23531 | 0.37854
| 439 | 4 | 6 | 8760 | 108 | 36 | 0.0187 | 0.15 | 0.6612 | 0.61385 | 0.23531 | 0.37854
| 440 | 4 | 6 | 8760 | 108 | 36 | 0.0187 | 0.15 | 0.6612 | 0.61385 | 0.23531 | 0.37854
| 441 | 4 | 6 | 8760 | 108 | 36 | 0.0187 | 0.15 | 0.6612 | 0.61385 | 0.23531 | 0.37854
| 442 | 4 | 6 | 8760 | 108 | 36 | 0.0187 | 0.15 | 0.6612 | 0.61385 | 0.23531 | 0.37854
| 443 | 4 | 6 | 8760 | 108 | 36 | 0.0187 | 0.15 | 0.6612 | 0.61385 | 0.23531 | 0.37854
| 444 | 4 | 6 | 8760 | 108 | 36 | 0.0187 | 0.15 | 0.6612 | 0.61385 | 0.23531 | 0.37854
| 445 | 4 | 6 | 8760 | 108 | 36 | 0.0187 | 0.15 | 0.6612 | 0.61385 | 0.23531 | 0.37854
| 446 | 4 | 6 | 8760 | 108 | 36 | 0.0187 | 0.15 | 0.6612 | 0.61385 | 0.23531 | 0.37854
| 447 | 4 | 6 | 8760 | 108 | 36 | 0.0187 | 0.15 | 0.6612 | 0.61385 | 0.23531 | 0.37854
| 448 | 4 | 6 | 8760 | 108 | 36 | 0.0187 | 0.15 | 0.6612 | 0.61385 | 0.23531 | 0.37854
| 449 | 4 | 6 | 8760 | 108 | 36 | 0.0187 | 0.15 | 0.6612 | 0.61385 | 0.23531 | 0.37854
| 450 | 4 | 6 | 8760 | 108 | 36 | 0.0187 | 0.15 | 0.6612 | 0.61385 | 0.23531 | 0.37854
| 451 | 4 | 6 | 8760 | 108 | 36 | 0.0187 | 0.15 | 0.6612 | 0.61385 | 0.23531 | 0.37854
| 452 | 4 | 6 | 8760 | 108 | 36 | 0.0187 | 0.15 | 0.6612 | 0.61385 | 0.23531 | 0.37854
| 453 | 4 | 6 | 8760 | 108 | 36 | 0.0187 | 0.15 | 0.6612 | 0.61385 | 0.23531 | 0.37854
| 454 | 4 | 6 | 8760 | 108 | 36 | 0.0187 | 0.15 | 0.6612 | 0.61385 | 0.23531 | 0.37854
| 455 | 4 | 6 | 8760 | 108 | 36 | 0.0187 | 0.15 | 0.6612 | 0.61385 | 0.23531 | 0.37854
| 456 | 4 | 6 | 8760 | 108 | 36 | 0.0187 | 0.15 | 0.6612 | 0.61385 | 0.23531 | 0.37854
| 457 | 4 | 6 | 8760 | 108 | 36 | 0.0187 | 0.15 | 0.6612 | 0.61385 | 0.23531 | 0.37854
| 458 | 4 | 6 | 8760 | 108 | 36 | 0.0187 | 0.15 | 0.6612 | 0.61385 | 0.23531 | 0.37854
| 459 | 4 | 6 | 8760 | 108 | 36 | 0.0187 | 0.15 | 0.6612 | 0.61385 | 0.23531 | 0.37854
| 460 | 4 | 6 | 8760 | 108 | 36 | 0.0187 | 0.15 | 0.6612 | 0.61385 | 0.23531 | 0.37854
| 461 | 4 | 6 | 8760 | 108 | 36 | 0.0187 | 0.15 | 0.6612 | 0.61385 | 0.23531 | 0.37854
| 462 | 4 | 6 | 8760 | 108 | 36 | 0.0187 | 0.15 | 0.6612 | 0.61385 | 0.23531 | 0.37854
| 463 | 4 | 6 | 8760 | 108 | 36 | 0.0187 | 0.15 | 0.6612 | 0.61385 | 0.23531 | 0.37854
| 464 | 4 | 6 | 8760 | 108 | 36 | 0.0187 | 0.15 | 0.6612 | 0.61385 | 0.23531 | 0.37854
| 465 | 4 | 6 | 8760 | 108 | 36 | 0.0187 | 0.15 | 0.6612 | 0.61385 | 0.23531 | 0.37854
| 466 | 4 | 6 | 8760 | 108 | 36 | 0.0187 | 0.15 | 0.6612 | 0.61385 | 0.23531 | 0.37854
| 467 | 4 | 6 | 8760 | 108 | 36 | 0.0187 | 0.15 | 0.6612 | 0.61385 | 0.23531 | 0.37854
| 468 | 4 | 6 | 8760 | 108 | 36 | 0.0187 | 0.15 | 0.6612 | 0.61385 | 0.23531 | 0.37854
| 469 | 4 | 6 | 8760 | 108 | 36 | 0.0187 | 0.15 | 0.6612 | 0.61385 | 0.23531 | 0.37854
| 470 | 4 | 6 | 8760 | 108 | 36 | 0.0187 | 0.15 | 0.6612 | 0.61385 | 0.23531 | 0.37854
| 471 | 4 | 6 | 8760 | 108 | 36 | 0.0187 | 0.15 | 0.6612 | 0.61385 | 0.23531 | 0.37854
| 472 | 4 | 6 | 8760 | 108 | 36 | 0.0187 | 0.15 | 0.6612 | 0.61385 | 0.23531 | 0.37854
| 473 | 4 | 6 | 8760 | 108 | 36 | 0.0187 | 0.15 | 0.6612 | 0.61385 | 0.23531 | 0.37854
| 474 | 4 | 6 | 8760 | 108 | 36 | 0.0187 | 0.15 | 0.6612 | 0.61385 | 0.23531 | 0.37854
| 475 | 4 | 6 | 8760 | 108 | 36 | 0.0187 | 0.15 | 0.6612 | 0.61385 | 0.23531 | 0.37854
| 476 | 4 | 6 | 8760 | 108 | 36 | 0.0187 | 0.15 | 0.6612 | 0.61385 | 0.23531 | 0.37854
| 477 | 4 | 6 | 8760 | 108 | 36 | 0.0187 | 0.15 | 0.6612 | 0.61385 | 0.23531 | 0.37854
| 478 | 4 | 6 | 8760 | 108 | 36 | 0.0187 | 0.15 | 0.6612 | 0.61385 | 0.23531 | 0.37854
| 479 | 4 | 6 | 8760 | 108 | 36 | 0.0187 | 0.15 | 0.6612 | 0.61385 | 0.23531 | 0.37854
| 480 | 4 | 6 | 8760 | 108 | 36 | 0.0187 | 0.15 | 0.6612 | 0.61385 | 0.23531 | 0.37854
| 481 | 4 | 6 | 8760 | 108 | 36 | 0.0187 | 0.15 | 0.6612 | 0.61385 | 0.23531 | 0.37854
| 482 | 4 | 6 | 8760 | 108 | 36 | 0.0187 | 0.15 | 0.6612 | 0.61385 | 0.23531 | 0.37854
| 483 | 4 | 6 | 8760 | 108 | 36 | 0.0187 | 0.15 | 0.6612 | 0.61385 | 0.23531 | 0.37854
| 484 | 4 | 6 | 8760 | 108 | 36 | 0.0187 | 0.15 | 0.6612 | 0.61385 | 0.23531 | 0.37854
| 485 | 4 | 6 | 8760 | 108 | 36 | 0.0187 | 0.15 | 0.6612 | 0.61385 | 0.23531 | 0.37854
| 486 | 10 | 6 | 8760 | 340 | 125 | 0.0187 | 0.15 | 0.6612 | 1.9325 | 0.81705 | 1.1154
| 487 | 12 | 6 | 8760 | 433 | 165 | 0.0187 | 0.15 | 0.6612 | 2.4611 | 1.0785 | 1.3826
| 488 | 2 | 6 | 8760 | 67 | 22 | 0.0187 | 0.15 | 0.6612 | 0.38081 | 0.1438 | 0.23701
| 489 | 2 | 6 | 8760 | 67 | 22 | 0.0187 | 0.15 | 0.6612 | 0.38081 | 0.1438 | 0.23701
| 490 | 2 | 6 | 8760 | 67 | 22 | 0.0187 | 0.15 | 0.6612 | 0.38081 | 0.1438 | 0.23701
| 491 | 2 | 6 | 8760 | 67 | 22 | 0.0187 | 0.15 | 0.6612 | 0.38081 | 0.1438 | 0.23701
| 492 | 2 | 6 | 8760 | 67 | 22 | 0.0187 | 0.15 | 0.6612 | 0.38081 | 0.1438 | 0.23701
| 493 | 2 | 6 | 8760 | 67 | 22 | 0.0187 | 0.15 | 0.6612 | 0.38081 | 0.1438 | 0.23701
| 494 | 2 | 6 | 8760 | 67 | 22 | 0.0187 | 0.15 | 0.6612 | 0.38081 | 0.1438 | 0.23701
| 495 | 2 | 6 | 8760 | 67 | 22 | 0.0187 | 0.15 | 0.6612 | 0.38081 | 0.1438 | 0.23701
| 496 | 2 | 6 | 8760 | 67 | 22 | 0.0187 | 0.15 | 0.6612 | 0.38081 | 0.1438 | 0.23701
| 497 | 2 | 6 | 8760 | 67 | 22 | 0.0187 | 0.15 | 0.6612 | 0.38081 | 0.1438 | 0.23701
| 498 | 2 | 6 | 8760 | 67 | 22 | 0.0187 | 0.15 | 0.6612 | 0.38081 | 0.1438 | 0.23701
| 499 | 2 | 6 | 8760 | 67 | 22 | 0.0187 | 0.15 | 0.6612 | 0.38081 | 0.1438 | 0.23701
| 500 | 2 | 6 | 8760 | 67 | 22 | 0.0187 | 0.15 | 0.6612 | 0.38081 | 0.1438 | 0.23701
| 501 | 2 | 6 | 8760 | 67 | 22 | 0.0187 | 0.15 | 0.6612 | 0.38081 | 0.1438 | 0.23701
| 502 | 2 | 6 | 8760 | 67 | 22 | 0.0187 | 0.15 | 0.6612 | 0.38081 | 0.1438 | 0.23701
| 503 | 2 | 6 | 8760 | 67 | 22 | 0.0187 | 0.15 | 0.6612 | 0.38081 | 0.1438 | 0.23701
| 504 | 2 | 6 | 8760 | 67 | 22 | 0.0187 | 0.15 | 0.6612 | 0.38081 | 0.1438 | 0.23701
| 505 | 2 | 6 | 8760 | 67 | 22 | 0.0187 | 0.15 | 0.6612 | 0.38081 | 0.1438 | 0.23701
| 506 | 2 | 6 | 8760 | 67 | 22 | 0.0187 | 0.15 | 0.6612 | 0.38081 | 0.1438 | 0.23701
| 507 | 2 | 6 | 8760 | 67 | 22 | 0.0187 | 0.15 | 0.6612 | 0.38081 | 0.1438 | 0.23701
| 508 | 2 | 6 | 8760 | 67 | 22 | 0.0187 | 0.15 | 0.6612 | 0.38081 | 0.1438 | 0.23701
| 509 | 2 | 6 | 8760 | 67 | 22 | 0.0187 | 0.15 | 0.6612 | 0.38081 | 0.1438 | 0.23701
| 510 | 2 | 6 | 8760 | 67 | 22 | 0.0187 | 0.15 | 0.6612 | 0.38081 | 0.1438 | 0.23701
| 511 | 2 | 6 | 8760 | 67 | 22 | 0.0187 | 0.15 | 0.6612 | 0.38081 | 0.1438 | 0.23701
| 512 | 2 | 6 | 8760 | 67 | 22 | 0.0187 | 0.15 | 0.6612 | 0.38081 | 0.1438 | 0.23701
| 513 | 2 | 6 | 8760 | 67 | 22 | 0.0187 | 0.15 | 0.6612 | 0.38081 | 0.1438 | 0.23701
| 514 | 2 | 6 | 8760 | 67 | 22 | 0.0187 | 0.15 | 0.6612 | 0.38081 | 0.1438 | 0.23701
| 515 | 2 | 6 | 8760 | 67 | 22 | 0.0187 | 0.15 | 0.6612 | 0.38081 | 0.1438 | 0.23701
| 516 | 2 | 6 | 8760 | 67 | 22 | 0.0187 | 0.15 | 0.6612 | 0.38081 | 0.1438 | 0.23701
| 517 | 2 | 6 | 8760 | 67 | 22 | 0.0187 | 0.15 | 0.6612 | 0.38081 | 0.1438 | 0.23701
| 518 | 2 | 6 | 8760 | 67 | 22 | 0.0187 | 0.15 | 0.6612 | 0.38081 | 0.1438 | 0.23701
| 519 | 2 | 6 | 8760 | 67 | 22 | 0.0187 | 0.15 | 0.6612 | 0.38081 | 0.1438 | 0.23701
| 520 | 2 | 6 | 8760 | 67 | 22 | 0.0187 | 0.15 | 0.6612 | 0.38081 | 0.1438 | 0.23701
| 521 | 2 | 6 | 8760 | 67 | 22 | 0.0187 | 0.15 | 0.6612 | 0.38081 | 0.1438 | 0.23701
| 522 | 2 | 6 | 8760 | 67 | 22 | 0.0187 | 0.15 | 0.6612 | 0.38081 | 0.1438 | 0.23701
| 523 | 2 | 6 | 8760 | 67 | 22 | 0.0187 | 0.15 | 0.6612 | 0.38081 | 0.1438 | 0.23701
| 524 | 2 | 6 | 8760 | 67 | 22 | 0.0187 | 0.15 | 0.6612 | 0.38081 | 0.1438 | 0.23701
| 525 | 2 | 6 | 8760 | 67 | 22 | 0.0187 | 0.15 | 0.6612 | 0.38081 | 0.1438 | 0.23701
| 526 | 2 | 6 | 8760 | 67 | 22 | 0.0187 | 0.15 | 0.6612 | 0.38081 | 0.1438 | 0.23701
| 527 | 2 | 6 | 8760 | 67 | 22 | 0.0187 | 0.15 | 0.6612 | 0.38081 | 0.1438 | 0.23701
| 528 | 2 | 6 | 8760 | 67 | 22 | 0.0187 | 0.15 | 0.6612 | 0.38081 | 0.1438 | 0.23701
| 529 | 2 | 6 | 8760 | 67 | 22 | 0.0187 | 0.15 | 0.6612 | 0.38081 | 0.1438 | 0.23701
| 530 | 2 | 6 | 8760 | 67 | 22 | 0.0187 | 0.15 | 0.6612 | 0.38081 | 0.1438 | 0.23701
| 531 | 2 | 6 | 8760 | 67 | 22 | 0.0187 | 0.15 | 0.6612 | 0.38081 | 0.1438 | 0.23701
| 532 | 2 | 6 | 8760 | 67 | 22 | 0.0187 | 0.15 | 0.6612 | 0.38081 | 0.1438 | 0.23701
| 533 | 2 | 6 | 8760 | 67 | 22 | 0.0187 | 0.15 | 0.6612 | 0.38081 | 0.1438 | 0.23701
| 534 | 2 | 6 | 8760 | 67 | 22 | 0.0187 | 0.15 | 0.6612 | 0.38081 | 0.1438 | 0.23701
| 535 | 2 | 6 | 8760 | 67 | 22 | 0.0187 | 0.15 | 0.6612 | 0.38081 | 0.1438 | 0.23701
| 536 | 2 | 6 | 8760 | 67 | 22 | 0.0187 | 0.15 | 0.6612 | 0.38081 | 0.1438 | 0.23701
| 537 | 2 | 6 | 8760 | 67 | 22 | 0.0187 | 0.15 | 0.6612 | 0.38081 | 0.1438 | 0.23701
| 538 | 2 | 6 | 8760 | 67 | 22 | 0.0187 | 0.15 | 0.6612 | 0.38081 | 0.1438 | 0.23701
| 539 | 2 | 6 | 8760 | 67 | 22 | 0.0187 | 0.15 | 0.6612 | 0.38081 | 0.1438 | 0.23701
| 540 | 2 | 6 | 8760 | 67 | 22 | 0.0187 | 0.15 | 0.6612 | 0.38081 | 0.1438 | 0.23701
| 541 | 2 | 6 | 8760 | 67 | 22 | 0.0187 | 0.15 | 0.6612 | 0.38081 | 0.1438 | 0.23701
| 542 | 2 | 6 | 8760 | 67 | 22 | 0.0187 | 0.15 | 0.6612 | 0.38081 | 0.1438 | 0.23701
| 543 | 2 | 6 | 8760 | 67 | 22 | 0.0187 | 0.15 | 0.6612 | 0.38081 | 0.1438 | 0.23701
| 544 | 2 | 6 | 8760 | 67 | 22 | 0.0187 | 0.15 | 0.6612 | 0.38081 | 0.1438 | 0.23701
| 545 | 2 | 6 | 8760 | 67 | 22 | 0.0187 | 0.15 | 0.6612 | 0.38081 | 0.1438 | 0.23701
| 546 | 2 | 6 | 8760 | 67 | 22 | 0.0187 | 0.15 | 0.6612 | 0.38081 | 0.1438 | 0.23701
| 547 | 3 | 6 | 8760 | 92 | 31 | 0.0187 | 0.15 | 0.6612 | 0.52291 | 0.20263 | 0.32028
| 548 | 3 | 6 | 8760 | 92 | 31 | 0.0187 | 0.15 | 0.6612 | 0.52291 | 0.20263 | 0.32028
| 549 | 3 | 6 | 8760 | 92 | 31 | 0.0187 | 0.15 | 0.6612 | 0.52291 | 0.20263 | 0.32028
| 550 | 3 | 6 | 8760 | 92 | 31 | 0.0187 | 0.15 | 0.6612 | 0.52291 | 0.20263 | 0.32028
| 551 | 3 | 6 | 8760 | 92 | 31 | 0.0187 | 0.15 | 0.6612 | 0.52291 | 0.20263 | 0.32028
| 552 | 3 | 6 | 8760 | 92 | 31 | 0.0187 | 0.15 | 0.6612 | 0.52291 | 0.20263 | 0.32028
| 553 | 3 | 6 | 8760 | 92 | 31 | 0.0187 | 0.15 | 0.6612 | 0.52291 | 0.20263 | 0.32028
| 554 | 3 | 6 | 8760 | 92 | 31 | 0.0187 | 0.15 | 0.6612 | 0.52291 | 0.20263 | 0.32028
| 555 | 3 | 6 | 8760 | 92 | 31 | 0.0187 | 0.15 | 0.6612 | 0.52291 | 0.20263 | 0.32028
| 556 | 3 | 6 | 8760 | 92 | 31 | 0.0187 | 0.15 | 0.6612 | 0.52291 | 0.20263 | 0.32028
| 557 | 3 | 6 | 8760 | 92 | 31 | 0.0187 | 0.15 | 0.6612 | 0.52291 | 0.20263 | 0.32028
| 558 | 3 | 6 | 8760 | 92 | 31 | 0.0187 | 0.15 | 0.6612 | 0.52291 | 0.20263 | 0.32028
| 559 | 3 | 6 | 8760 | 92 | 31 | 0.0187 | 0.15 | 0.6612 | 0.52291 | 0.20263 | 0.32028
| 560 | 3 | 6 | 8760 | 92 | 31 | 0.0187 | 0.15 | 0.6612 | 0.52291 | 0.20263 | 0.32028
| 561 | 3 | 6 | 8760 | 92 | 31 | 0.0187 | 0.15 | 0.6612 | 0.52291 | 0.20263 | 0.32028
| 562 | 3 | 6 | 8760 | 92 | 31 | 0.0187 | 0.15 | 0.6612 | 0.52291 | 0.20263 | 0.32028
| 563 | 3 | 6 | 8760 | 92 | 31 | 0.0187 | 0.15 | 0.6612 | 0.52291 | 0.20263 | 0.32028
| 564 | 3 | 6 | 8760 | 92 | 31 | 0.0187 | 0.15 | 0.6612 | 0.52291 | 0.20263 | 0.32028
| 565 | 3 | 6 | 8760 | 92 | 31 | 0.0187 | 0.15 | 0.6612 | 0.52291 | 0.20263 | 0.32028
| 566 | 3 | 6 | 8760 | 92 | 31 | 0.0187 | 0.15 | 0.6612 | 0.52291 | 0.20263 | 0.32028
| 567 | 3 | 6 | 8760 | 92 | 31 | 0.0187 | 0.15 | 0.6612 | 0.52291 | 0.20263 | 0.32028
| 568 | 3 | 6 | 8760 | 92 | 31 | 0.0187 | 0.15 | 0.6612 | 0.52291 | 0.20263 | 0.32028
| 569 | 3 | 6 | 8760 | 92 | 31 | 0.0187 | 0.15 | 0.6612 | 0.52291 | 0.20263 | 0.32028
| 570 | 3 | 6 | 8760 | 92 | 31 | 0.0187 | 0.15 | 0.6612 | 0.52291 | 0.20263 | 0.32028
| 571 | 3 | 6 | 8760 | 92 | 31 | 0.0187 | 0.15 | 0.6612 | 0.52291 | 0.20263 | 0.32028
| 572 | 3 | 6 | 8760 | 92 | 31 | 0.0187 | 0.15 | 0.6612 | 0.52291 | 0.20263 | 0.32028
| 573 | 3 | 6 | 8760 | 92 | 31 | 0.0187 | 0.15 | 0.6612 | 0.52291 | 0.20263 | 0.32028
| 574 | 3 | 6 | 8760 | 92 | 31 | 0.0187 | 0.15 | 0.6612 | 0.52291 | 0.20263 | 0.32028
| 575 | 3 | 6 | 8760 | 92 | 31 | 0.0187 | 0.15 | 0.6612 | 0.52291 | 0.20263 | 0.32028
| 576 | 3 | 6 | 8760 | 92 | 31 | 0.0187 | 0.15 | 0.6612 | 0.52291 | 0.20263 | 0.32028
| 577 | 3 | 6 | 8760 | 92 | 31 | 0.0187 | 0.15 | 0.6612 | 0.52291 | 0.20263 | 0.32028
| 578 | 3 | 6 | 8760 | 92 | 31 | 0.0187 | 0.15 | 0.6612 | 0.52291 | 0.20263 | 0.32028
| 579 | 3 | 6 | 8760 | 92 | 31 | 0.0187 | 0.15 | 0.6612 | 0.52291 | 0.20263 | 0.32028
| 580 | 3 | 6 | 8760 | 92 | 31 | 0.0187 | 0.15 | 0.6612 | 0.52291 | 0.20263 | 0.32028
| 581 | 3 | 6 | 8760 | 92 | 31 | 0.0187 | 0.15 | 0.6612 | 0.52291 | 0.20263 | 0.32028
| 582 | 3 | 6 | 8760 | 92 | 31 | 0.0187 | 0.15 | 0.6612 | 0.52291 | 0.20263 | 0.32028
| 583 | 3 | 6 | 8760 | 92 | 31 | 0.0187 | 0.15 | 0.6612 | 0.52291 | 0.20263 | 0.32028
| 584 | 3 | 6 | 8760 | 92 | 31 | 0.0187 | 0.15 | 0.6612 | 0.52291 | 0.20263 | 0.32028
| 585 | 3 | 6 | 8760 | 92 | 31 | 0.0187 | 0.15 | 0.6612 | 0.52291 | 0.20263 | 0.32028
| 586 | 3 | 6 | 8760 | 92 | 31 | 0.0187 | 0.15 | 0.6612 | 0.52291 | 0.20263 | 0.32028
| 587 | 3 | 6 | 8760 | 92 | 31 | 0.0187 | 0.15 | 0.6612 | 0.52291 | 0.20263 | 0.32028
| 588 | 3 | 6 | 8760 | 92 | 31 | 0.0187 | 0.15 | 0.6612 | 0.52291 | 0.20263 | 0.32028
| 589 | 3 | 6 | 8760 | 92 | 31 | 0.0187 | 0.15 | 0.6612 | 0.52291 | 0.20263 | 0.32028
| 590 | 3 | 6 | 8760 | 92 | 31 | 0.0187 | 0.15 | 0.6612 | 0.52291 | 0.20263 | 0.32028
| 591 | 3 | 6 | 8760 | 92 | 31 | 0.0187 | 0.15 | 0.6612 | 0.52291 | 0.20263 | 0.32028
| 592 | 3 | 6 | 8760 | 92 | 31 | 0.0187 | 0.15 | 0.6612 | 0.52291 | 0.20263 | 0.32028
| 593 | 3 | 6 | 8760 | 92 | 31 | 0.0187 | 0.15 | 0.6612 | 0.52291 | 0.20263 | 0.32028
| 594 | 3 | 6 | 8760 | 92 | 31 | 0.0187 | 0.15 | 0.6612 | 0.52291 | 0.20263 | 0.32028
| 595 | 3 | 6 | 8760 | 92 | 31 | 0.0187 | 0.15 | 0.6612 | 0.52291 | 0.20263 | 0.32028
| 596 | 3 | 6 | 8760 | 92 | 31 | 0.0187 | 0.15 | 0.6612 | 0.52291 | 0.20263 | 0.32028
| 597 | 3 | 6 | 8760 | 92 | 31 | 0.0187 | 0.15 | 0.6612 | 0.52291 | 0.20263 | 0.32028
| 598 | 3 | 6 | 8760 | 92 | 31 | 0.0187 | 0.15 | 0.6612 | 0.52291 | 0.20263 | 0.32028
| 599 | 3 | 6 | 8760 | 92 | 31 | 0.0187 | 0.15 | 0.6612 | 0.52291 | 0.20263 | 0.32028
| 600 | 3 | 6 | 8760 | 92 | 31 | 0.0187 | 0.15 | 0.6612 | 0.52291 | 0.20263 | 0.32028
| 601 | 3 | 6 | 8760 | 92 | 31 | 0.0187 | 0.15 | 0.6612 | 0.52291 | 0.20263 | 0.32028
| 602 | 3 | 6 | 8760 | 92 | 31 | 0.0187 | 0.15 | 0.6612 | 0.52291 | 0.20263 | 0.32028
| 603 | 3 | 6 | 8760 | 92 | 31 | 0.0187 | 0.15 | 0.6612 | 0.52291 | 0.20263 | 0.32028
| 604 | 4 | 6 | 8760 | 108 | 36 | 0.0187 | 0.15 | 0.6612 | 0.61385 | 0.23531 | 0.37854
| 605 | 4 | 6 | 8760 | 108 | 36 | 0.0187 | 0.15 | 0.6612 | 0.61385 | 0.23531 | 0.37854
| 606 | 4 | 6 | 8760 | 108 | 36 | 0.0187 | 0.15 | 0.6612 | 0.61385 | 0.23531 | 0.37854
| 607 | 4 | 6 | 8760 | 108 | 36 | 0.0187 | 0.15 | 0.6612 | 0.61385 | 0.23531 | 0.37854
| 608 | 4 | 6 | 8760 | 108 | 36 | 0.0187 | 0.15 | 0.6612 | 0.61385 | 0.23531 | 0.37854
| 609 | 4 | 6 | 8760 | 108 | 36 | 0.0187 | 0.15 | 0.6612 | 0.61385 | 0.23531 | 0.37854
| 610 | 4 | 6 | 8760 | 108 | 36 | 0.0187 | 0.15 | 0.6612 | 0.61385 | 0.23531 | 0.37854
| 611 | 4 | 6 | 8760 | 108 | 36 | 0.0187 | 0.15 | 0.6612 | 0.61385 | 0.23531 | 0.37854
| 612 | 4 | 6 | 8760 | 108 | 36 | 0.0187 | 0.15 | 0.6612 | 0.61385 | 0.23531 | 0.37854
| 613 | 4 | 6 | 8760 | 108 | 36 | 0.0187 | 0.15 | 0.6612 | 0.61385 | 0.23531 | 0.37854
| 614 | 4 | 6 | 8760 | 108 | 36 | 0.0187 | 0.15 | 0.6612 | 0.61385 | 0.23531 | 0.37854
| 615 | 4 | 6 | 8760 | 108 | 36 | 0.0187 | 0.15 | 0.6612 | 0.61385 | 0.23531 | 0.37854
| 616 | 4 | 6 | 8760 | 108 | 36 | 0.0187 | 0.15 | 0.6612 | 0.61385 | 0.23531 | 0.37854
| 617 | 4 | 6 | 8760 | 108 | 36 | 0.0187 | 0.15 | 0.6612 | 0.61385 | 0.23531 | 0.37854
| 618 | 4 | 6 | 8760 | 108 | 36 | 0.0187 | 0.15 | 0.6612 | 0.61385 | 0.23531 | 0.37854
| 619 | 4 | 6 | 8760 | 108 | 36 | 0.0187 | 0.15 | 0.6612 | 0.61385 | 0.23531 | 0.37854
| 620 | 4 | 6 | 8760 | 108 | 36 | 0.0187 | 0.15 | 0.6612 | 0.61385 | 0.23531 | 0.37854
| 621 | 4 | 6 | 8760 | 108 | 36 | 0.0187 | 0.15 | 0.6612 | 0.61385 | 0.23531 | 0.37854
| 622 | 4 | 6 | 8760 | 108 | 36 | 0.0187 | 0.15 | 0.6612 | 0.61385 | 0.23531 | 0.37854
| 623 | 4 | 6 | 8760 | 108 | 36 | 0.0187 | 0.15 | 0.6612 | 0.61385 | 0.23531 | 0.37854
| 624 | 4 | 6 | 8760 | 108 | 36 | 0.0187 | 0.15 | 0.6612 | 0.61385 | 0.23531 | 0.37854
| 625 | 4 | 6 | 8760 | 108 | 36 | 0.0187 | 0.15 | 0.6612 | 0.61385 | 0.23531 | 0.37854
| 626 | 4 | 6 | 8760 | 108 | 36 | 0.0187 | 0.15 | 0.6612 | 0.61385 | 0.23531 | 0.37854
| 627 | 4 | 6 | 8760 | 108 | 36 | 0.0187 | 0.15 | 0.6612 | 0.61385 | 0.23531 | 0.37854
| 628 | 4 | 6 | 8760 | 108 | 36 | 0.0187 | 0.15 | 0.6612 | 0.61385 | 0.23531 | 0.37854
| 629 | 4 | 6 | 8760 | 108 | 36 | 0.0187 | 0.15 | 0.6612 | 0.61385 | 0.23531 | 0.37854
| 630 | 4 | 6 | 8760 | 108 | 36 | 0.0187 | 0.15 | 0.6612 | 0.61385 | 0.23531 | 0.37854
| 631 | 4 | 6 | 8760 | 108 | 36 | 0.0187 | 0.15 | 0.6612 | 0.61385 | 0.23531 | 0.37854
| 632 | 4 | 6 | 8760 | 108 | 36 | 0.0187 | 0.15 | 0.6612 | 0.61385 | 0.23531 | 0.37854
| 633 | 4 | 6 | 8760 | 108 | 36 | 0.0187 | 0.15 | 0.6612 | 0.61385 | 0.23531 | 0.37854
| 634 | 4 | 6 | 8760 | 108 | 36 | 0.0187 | 0.15 | 0.6612 | 0.61385 | 0.23531 | 0.37854
| 635 | 4 | 6 | 8760 | 108 | 36 | 0.0187 | 0.15 | 0.6612 | 0.61385 | 0.23531 | 0.37854
| 636 | 4 | 6 | 8760 | 108 | 36 | 0.0187 | 0.15 | 0.6612 | 0.61385 | 0.23531 | 0.37854
| 637 | 4 | 6 | 8760 | 108 | 36 | 0.0187 | 0.15 | 0.6612 | 0.61385 | 0.23531 | 0.37854
| 638 | 4 | 6 | 8760 | 108 | 36 | 0.0187 | 0.15 | 0.6612 | 0.61385 | 0.23531 | 0.37854
| 639 | 4 | 6 | 8760 | 108 | 36 | 0.0187 | 0.15 | 0.6612 | 0.61385 | 0.23531 | 0.37854
| 640 | 4 | 6 | 8760 | 108 | 36 | 0.0187 | 0.15 | 0.6612 | 0.61385 | 0.23531 | 0.37854
| 641 | 4 | 6 | 8760 | 108 | 36 | 0.0187 | 0.15 | 0.6612 | 0.61385 | 0.23531 | 0.37854
| 642 | 4 | 6 | 8760 | 108 | 36 | 0.0187 | 0.15 | 0.6612 | 0.61385 | 0.23531 | 0.37854
| 643 | 4 | 6 | 8760 | 108 | 36 | 0.0187 | 0.15 | 0.6612 | 0.61385 | 0.23531 | 0.37854
| 644 | 4 | 6 | 8760 | 108 | 36 | 0.0187 | 0.15 | 0.6612 | 0.61385 | 0.23531 | 0.37854
| 645 | 4 | 6 | 8760 | 108 | 36 | 0.0187 | 0.15 | 0.6612 | 0.61385 | 0.23531 | 0.37854
| 646 | 4 | 6 | 8760 | 108 | 36 | 0.0187 | 0.15 | 0.6612 | 0.61385 | 0.23531 | 0.37854
| 647 | 4 | 6 | 8760 | 108 | 36 | 0.0187 | 0.15 | 0.6612 | 0.61385 | 0.23531 | 0.37854
| 648 | 4 | 6 | 8760 | 108 | 36 | 0.0187 | 0.15 | 0.6612 | 0.61385 | 0.23531 | 0.37854
| 649 | 4 | 6 | 8760 | 108 | 36 | 0.0187 | 0.15 | 0.6612 | 0.61385 | 0.23531 | 0.37854
| 650 | 4 | 6 | 8760 | 108 | 36 | 0.0187 | 0.15 | 0.6612 | 0.61385 | 0.23531 | 0.37854
| 651 | 4 | 6 | 8760 | 108 | 36 | 0.0187 | 0.15 | 0.6612 | 0.61385 | 0.23531 | 0.37854
| 652 | 4 | 6 | 8760 | 108 | 36 | 0.0187 | 0.15 | 0.6612 | 0.61385 | 0.23531 | 0.37854
| 653 | 4 | 6 | 8760 | 108 | 36 | 0.0187 | 0.15 | 0.6612 | 0.61385 | 0.23531 | 0.37854
| 654 | 4 | 6 | 8760 | 108 | 36 | 0.0187 | 0.15 | 0.6612 | 0.61385 | 0.23531 | 0.37854
| 655 | 4 | 6 | 8760 | 108 | 36 | 0.0187 | 0.15 | 0.6612 | 0.61385 | 0.23531 | 0.37854
| 656 | 4 | 6 | 8760 | 108 | 36 | 0.0187 | 0.15 | 0.6612 | 0.61385 | 0.23531 | 0.37854
| 657 | 4 | 6 | 8760 | 108 | 36 | 0.0187 | 0.15 | 0.6612 | 0.61385 | 0.23531 | 0.37854
| 658 | 4 | 6 | 8760 | 108 | 36 | 0.0187 | 0.15 | 0.6612 | 0.61385 | 0.23531 | 0.37854
| 659 | 4 | 6 | 8760 | 108 | 36 | 0.0187 | 0.15 | 0.6612 | 0.61385 | 0.23531 | 0.37854
| 660 | 4 | 6 | 8760 | 108 | 36 | 0.0187 | 0.15 | 0.6612 | 0.61385 | 0.23531 | 0.37854
| 661 | 4 | 6 | 8760 | 108 | 36 | 0.0187 | 0.15 | 0.6612 | 0.61385 | 0.23531 | 0.37854
| 662 | 4 | 6 | 8760 | 108 | 36 | 0.0187 | 0.15 | 0.6612 | 0.61385 | 0.23531 | 0.37854
| 663 | 4 | 6 | 8760 | 108 | 36 | 0.0187 | 0.15 | 0.6612 | 0.61385 | 0.23531 | 0.37854
| 664 | 4 | 6 | 8760 | 108 | 36 | 0.0187 | 0.15 | 0.6612 | 0.61385 | 0.23531 | 0.37854
| 665 | 4 | 6 | 8760 | 108 | 36 | 0.0187 | 0.15 | 0.6612 | 0.61385 | 0.23531 | 0.37854
| 666 | 4 | 6 | 8760 | 108 | 36 | 0.0187 | 0.15 | 0.6612 | 0.61385 | 0.23531 | 0.37854
| 667 | 4 | 6 | 8760 | 108 | 36 | 0.0187 | 0.15 | 0.6612 | 0.61385 | 0.23531 | 0.37854
| 668 | 4 | 6 | 8760 | 108 | 36 | 0.0187 | 0.15 | 0.6612 | 0.61385 | 0.23531 | 0.37854
| 669 | 4 | 6 | 8760 | 108 | 36 | 0.0187 | 0.15 | 0.6612 | 0.61385 | 0.23531 | 0.37854
| 670 | 4 | 6 | 8760 | 108 | 36 | 0.0187 | 0.15 | 0.6612 | 0.61385 | 0.23531 | 0.37854
| 671 | 4 | 6 | 8760 | 108 | 36 | 0.0187 | 0.15 | 0.6612 | 0.61385 | 0.23531 | 0.37854
| 672 | 4 | 6 | 8760 | 108 | 36 | 0.0187 | 0.15 | 0.6612 | 0.61385 | 0.23531 | 0.37854
| 673 | 4 | 6 | 8760 | 108 | 36 | 0.0187 | 0.15 | 0.6612 | 0.61385 | 0.23531 | 0.37854
| 674 | 4 | 6 | 8760 | 108 | 36 | 0.0187 | 0.15 | 0.6612 | 0.61385 | 0.23531 | 0.37854
| 675 | 4 | 6 | 8760 | 108 | 36 | 0.0187 | 0.15 | 0.6612 | 0.61385 | 0.23531 | 0.37854
| 676 | 4 | 6 | 8760 | 108 | 36 | 0.0187 | 0.15 | 0.6612 | 0.61385 | 0.23531 | 0.37854
| 677 | 4 | 6 | 8760 | 108 | 36 | 0.0187 | 0.15 | 0.6612 | 0.61385 | 0.23531 | 0.37854
| 678 | 4 | 6 | 8760 | 108 | 36 | 0.0187 | 0.15 | 0.6612 | 0.61385 | 0.23531 | 0.37854
| 679 | 4 | 6 | 8760 | 108 | 36 | 0.0187 | 0.15 | 0.6612 | 0.61385 | 0.23531 | 0.37854
| 680 | 4 | 6 | 8760 | 108 | 36 | 0.0187 | 0.15 | 0.6612 | 0.61385 | 0.23531 | 0.37854
| 681 | 4 | 6 | 8760 | 108 | 36 | 0.0187 | 0.15 | 0.6612 | 0.61385 | 0.23531 | 0.37854
| 682 | 4 | 6 | 8760 | 108 | 36 | 0.0187 | 0.15 | 0.6612 | 0.61385 | 0.23531 | 0.37854
| 683 | 4 | 6 | 8760 | 108 | 36 | 0.0187 | 0.15 | 0.6612 | 0.61385 | 0.23531 | 0.37854
| 684 | 4 | 6 | 8760 | 108 | 36 | 0.0187 | 0.15 | 0.6612 | 0.61385 | 0.23531 | 0.37854
| 685 | 4 | 6 | 8760 | 108 | 36 | 0.0187 | 0.15 | 0.6612 | 0.61385 | 0.23531 | 0.37854
| 686 | 4 | 6 | 8760 | 108 | 36 | 0.0187 | 0.15 | 0.6612 | 0.61385 | 0.23531 | 0.37854
| 687 | 4 | 6 | 8760 | 108 | 36 | 0.0187 | 0.15 | 0.6612 | 0.61385 | 0.23531 | 0.37854
| 688 | 4 | 6 | 8760 | 108 | 36 | 0.0187 | 0.15 | 0.6612 | 0.61385 | 0.23531 | 0.37854
| 689 | 4 | 6 | 8760 | 108 | 36 | 0.0187 | 0.15 | 0.6612 | 0.61385 | 0.23531 | 0.37854
| 690 | 4 | 6 | 8760 | 108 | 36 | 0.0187 | 0.15 | 0.6612 | 0.61385 | 0.23531 | 0.37854
| 691 | 4 | 6 | 8760 | 108 | 36 | 0.0187 | 0.15 | 0.6612 | 0.61385 | 0.23531 | 0.37854
| 692 | 4 | 6 | 8760 | 108 | 36 | 0.0187 | 0.15 | 0.6612 | 0.61385 | 0.23531 | 0.37854
| 693 | 4 | 6 | 8760 | 108 | 36 | 0.0187 | 0.15 | 0.6612 | 0.61385 | 0.23531 | 0.37854
| 694 | 4 | 6 | 8760 | 108 | 36 | 0.0187 | 0.15 | 0.6612 | 0.61385 | 0.23531 | 0.37854
| 695 | 4 | 6 | 8760 | 108 | 36 | 0.0187 | 0.15 | 0.6612 | 0.61385 | 0.23531 | 0.37854
| 696 | 4 | 6 | 8760 | 108 | 36 | 0.0187 | 0.15 | 0.6612 | 0.61385 | 0.23531 | 0.37854
| 697 | 4 | 6 | 8760 | 108 | 36 | 0.0187 | 0.15 | 0.6612 | 0.61385 | 0.23531 | 0.37854
| 698 | 4 | 6 | 8760 | 108 | 36 | 0.0187 | 0.15 | 0.6612 | 0.61385 | 0.23531 | 0.37854
| 699 | 4 | 6 | 8760 | 108 | 36 | 0.0187 | 0.15 | 0.6612 | 0.61385 | 0.23531 | 0.37854
| 700 | 4 | 6 | 8760 | 108 | 36 | 0.0187 | 0.15 | 0.6612 | 0.61385 | 0.23531 | 0.37854
| 701 | 4 | 6 | 8760 | 108 | 36 | 0.0187 | 0.15 | 0.6612 | 0.61385 | 0.23531 | 0.37854
| 702 | 4 | 6 | 8760 | 108 | 36 | 0.0187 | 0.15 | 0.6612 | 0.61385 | 0.23531 | 0.37854
| 703 | 4 | 6 | 8760 | 108 | 36 | 0.0187 | 0.15 | 0.6612 | 0.61385 | 0.23531 | 0.37854
| 704 | 4 | 6 | 8760 | 108 | 36 | 0.0187 | 0.15 | 0.6612 | 0.61385 | 0.23531 | 0.37854
| 705 | 4 | 6 | 8760 | 108 | 36 | 0.0187 | 0.15 | 0.6612 | 0.61385 | 0.23531 | 0.37854
| 706 | 4 | 6 | 8760 | 108 | 36 | 0.0187 | 0.15 | 0.6612 | 0.61385 | 0.23531 | 0.37854
| 707 | 4 | 6 | 8760 | 108 | 36 | 0.0187 | 0.15 | 0.6612 | 0.61385 | 0.23531 | 0.37854
| 708 | 4 | 6 | 8760 | 108 | 36 | 0.0187 | 0.15 | 0.6612 | 0.61385 | 0.23531 | 0.37854
| 709 | 4 | 6 | 8760 | 108 | 36 | 0.0187 | 0.15 | 0.6612 | 0.61385 | 0.23531 | 0.37854
| 710 | 4 | 6 | 8760 | 108 | 36 | 0.0187 | 0.15 | 0.6612 | 0.61385 | 0.23531 | 0.37854
| 711 | 4 | 6 | 8760 | 108 | 36 | 0.0187 | 0.15 | 0.6612 | 0.61385 | 0.23531 | 0.37854
| 712 | 4 | 6 | 8760 | 108 | 36 | 0.0187 | 0.15 | 0.6612 | 0.61385 | 0.23531 | 0.37854
| 713 | 4 | 6 | 8760 | 108 | 36 | 0.0187 | 0.15 | 0.6612 | 0.61385 | 0.23531 | 0.37854
| 714 | 4 | 6 | 8760 | 108 | 36 | 0.0187 | 0.15 | 0.6612 | 0.61385 | 0.23531 | 0.37854
| 715 | 4 | 6 | 8760 | 108 | 36 | 0.0187 | 0.15 | 0.6612 | 0.61385 | 0.23531 | 0.37854
| 716 | 4 | 6 | 8760 | 108 | 36 | 0.0187 | 0.15 | 0.6612 | 0.61385 | 0.23531 | 0.37854
| 717 | 4 | 6 | 8760 | 108 | 36 | 0.0187 | 0.15 | 0.6612 | 0.61385 | 0.23531 | 0.37854
| 718 | 4 | 6 | 8760 | 108 | 36 | 0.0187 | 0.15 | 0.6612 | 0.61385 | 0.23531 | 0.37854
| 719 | 4 | 6 | 8760 | 108 | 36 | 0.0187 | 0.15 | 0.6612 | 0.61385 | 0.23531 | 0.37854
| 720 | 4 | 6 | 8760 | 108 | 36 | 0.0187 | 0.15 | 0.6612 | 0.61385 | 0.23531 | 0.37854
| 721 | 4 | 6 | 8760 | 108 | 36 | 0.0187 | 0.15 | 0.6612 | 0.61385 | 0.23531 | 0.37854
| 722 | 4 | 6 | 8760 | 108 | 36 | 0.0187 | 0.15 | 0.6612 | 0.61385 | 0.23531 | 0.37854
| 723 | 4 | 6 | 8760 | 108 | 36 | 0.0187 | 0.15 | 0.6612 | 0.61385 | 0.23531 | 0.37854
| 724 | 4 | 6 | 8760 | 108 | 36 | 0.0187 | 0.15 | 0.6612 | 0.61385 | 0.23531 | 0.37854
| 725 | 4 | 6 | 8760 | 108 | 36 | 0.0187 | 0.15 | 0.6612 | 0.61385 | 0.23531 | 0.37854
| 726 | 4 | 6 | 8760 | 108 | 36 | 0.0187 | 0.15 | 0.6612 | 0.61385 | 0.23531 | 0.37854
| 727 | 4 | 6 | 8760 | 108 | 36 | 0.0187 | 0.15 | 0.6612 | 0.61385 | 0.23531 | 0.37854
| 728 | 4 | 6 | 8760 | 108 | 36 | 0.0187 | 0.15 | 0.6612 | 0.61385 | 0.23531 | 0.37854
| 729 | 4 | 6 | 8760 | 108 | 36 | 0.0187 | 0.15 | 0.6612 | 0.61385 | 0.23531 | 0.37854
| 730 | 4 | 6 | 8760 | 108 | 36 | 0.0187 | 0.15 | 0.6612 | 0.61385 | 0.23531 | 0.37854
| 731 | 4 | 6 | 8760 | 108 | 36 | 0.0187 | 0.15 | 0.6612 | 0.61385 | 0.23531 | 0.37854
| 732 | 4 | 6 | 8760 | 108 | 36 | 0.0187 | 0.15 | 0.6612 | 0.61385 | 0.23531 | 0.37854
| 733 | 4 | 6 | 8760 | 108 | 36 | 0.0187 | 0.15 | 0.6612 | 0.61385 | 0.23531 | 0.37854
| 734 | 4 | 6 | 8760 | 108 | 36 | 0.0187 | 0.15 | 0.6612 | 0.61385 | 0.23531 | 0.37854
| 735 | 4 | 6 | 8760 | 108 | 36 | 0.0187 | 0.15 | 0.6612 | 0.61385 | 0.23531 | 0.37854
| 736 | 4 | 6 | 8760 | 108 | 36 | 0.0187 | 0.15 | 0.6612 | 0.61385 | 0.23531 | 0.37854
| 737 | 4 | 6 | 8760 | 108 | 36 | 0.0187 | 0.15 | 0.6612 | 0.61385 | 0.23531 | 0.37854
| 738 | 4 | 6 | 8760 | 108 | 36 | 0.0187 | 0.15 | 0.6612 | 0.61385 | 0.23531 | 0.37854
| 739 | 4 | 6 | 8760 | 108 | 36 | 0.0187 | 0.15 | 0.6612 | 0.61385 | 0.23531 | 0.37854
| 740 | 4 | 6 | 8760 | 108 | 36 | 0.0187 | 0.15 | 0.6612 | 0.61385 | 0.23531 | 0.37854
| 741 | 4 | 6 | 8760 | 108 | 36 | 0.0187 | 0.15 | 0.6612 | 0.61385 | 0.23531 | 0.37854
| 742 | 4 | 6 | 8760 | 108 | 36 | 0.0187 | 0.15 | 0.6612 | 0.61385 | 0.23531 | 0.37854
| 743 | 4 | 6 | 8760 | 108 | 36 | 0.0187 | 0.15 | 0.6612 | 0.61385 | 0.23531 | 0.37854
| 744 | 4 | 6 | 8760 | 108 | 36 | 0.0187 | 0.15 | 0.6612 | 0.61385 | 0.23531 | 0.37854
| 745 | 4 | 6 | 8760 | 108 | 36 | 0.0187 | 0.15 | 0.6612 | 0.61385 | 0.23531 | 0.37854
| 746 | 4 | 6 | 8760 | 108 | 36 | 0.0187 | 0.15 | 0.6612 | 0.61385 | 0.23531 | 0.37854
| 747 | 4 | 6 | 8760 | 108 | 36 | 0.0187 | 0.15 | 0.6612 | 0.61385 | 0.23531 | 0.37854
| 748 | 4 | 6 | 8760 | 108 | 36 | 0.0187 | 0.15 | 0.6612 | 0.61385 | 0.23531 | 0.37854
| 749 | 4 | 6 | 8760 | 108 | 36 | 0.0187 | 0.15 | 0.6612 | 0.61385 | 0.23531 | 0.37854
| 750 | 4 | 6 | 8760 | 108 | 36 | 0.0187 | 0.15 | 0.6612 | 0.61385 | 0.23531 | 0.37854
| 751 | 4 | 6 | 8760 | 108 | 36 | 0.0187 | 0.15 | 0.6612 | 0.61385 | 0.23531 | 0.37854
| 752 | 4 | 6 | 8760 | 108 | 36 | 0.0187 | 0.15 | 0.6612 | 0.61385 | 0.23531 | 0.37854
| 753 | 4 | 6 | 8760 | 108 | 36 | 0.0187 | 0.15 | 0.6612 | 0.61385 | 0.23531 | 0.37854
| 754 | 4 | 6 | 8760 | 108 | 36 | 0.0187 | 0.15 | 0.6612 | 0.61385 | 0.23531 | 0.37854
| 755 | 4 | 6 | 8760 | 108 | 36 | 0.0187 | 0.15 | 0.6612 | 0.61385 | 0.23531 | 0.37854
| 756 | 4 | 6 | 8760 | 108 | 36 | 0.0187 | 0.15 | 0.6612 | 0.61385 | 0.23531 | 0.37854
| 757 | 4 | 6 | 8760 | 108 | 36 | 0.0187 | 0.15 | 0.6612 | 0.61385 | 0.23531 | 0.37854
| 758 | 4 | 6 | 8760 | 108 | 36 | 0.0187 | 0.15 | 0.6612 | 0.61385 | 0.23531 | 0.37854
| 759 | 4 | 6 | 8760 | 108 | 36 | 0.0187 | 0.15 | 0.6612 | 0.61385 | 0.23531 | 0.37854
| 760 | 4 | 6 | 8760 | 108 | 36 | 0.0187 | 0.15 | 0.6612 | 0.61385 | 0.23531 | 0.37854
| 761 | 4 | 6 | 8760 | 108 | 36 | 0.0187 | 0.15 | 0.6612 | 0.61385 | 0.23531 | 0.37854
| 762 | 4 | 6 | 8760 | 108 | 36 | 0.0187 | 0.15 | 0.6612 | 0.61385 | 0.23531 | 0.37854
| 763 | 4 | 6 | 8760 | 108 | 36 | 0.0187 | 0.15 | 0.6612 | 0.61385 | 0.23531 | 0.37854
| 764 | 4 | 6 | 8760 | 108 | 36 | 0.0187 | 0.15 | 0.6612 | 0.61385 | 0.23531 | 0.37854
| 765 | 4 | 6 | 8760 | 108 | 36 | 0.0187 | 0.15 | 0.6612 | 0.61385 | 0.23531 | 0.37854
| 766 | 4 | 6 | 8760 | 108 | 36 | 0.0187 | 0.15 | 0.6612 | 0.61385 | 0.23531 | 0.37854
| 767 | 4 | 6 | 8760 | 108 | 36 | 0.0187 | 0.15 | 0.6612 | 0.61385 | 0.23531 | 0.37854
| 768 | 4 | 6 | 8760 | 108 | 36 | 0.0187 | 0.15 | 0.6612 | 0.61385 | 0.23531 | 0.37854
| 769 | 4 | 6 | 8760 | 108 | 36 | 0.0187 | 0.15 | 0.6612 | 0.61385 | 0.23531 | 0.37854
| 770 | 4 | 6 | 8760 | 108 | 36 | 0.0187 | 0.15 | 0.6612 | 0.61385 | 0.23531 | 0.37854
| 771 | 4 | 6 | 8760 | 108 | 36 | 0.0187 | 0.15 | 0.6612 | 0.61385 | 0.23531 | 0.37854
| 772 | 4 | 6 | 8760 | 108 | 36 | 0.0187 | 0.15 | 0.6612 | 0.61385 | 0.23531 | 0.37854
| 773 | 4 | 6 | 8760 | 108 | 36 | 0.0187 | 0.15 | 0.6612 | 0.61385 | 0.23531 | 0.37854
| 774 | 4 | 6 | 8760 | 108 | 36 | 0.0187 | 0.15 | 0.6612 | 0.61385 | 0.23531 | 0.37854
| 775 | 4 | 6 | 8760 | 108 | 36 | 0.0187 | 0.15 | 0.6612 | 0.61385 | 0.23531 | 0.37854
| 776 | 4 | 6 | 8760 | 108 | 36 | 0.0187 | 0.15 | 0.6612 | 0.61385 | 0.23531 | 0.37854
| 777 | 4 | 6 | 8760 | 108 | 36 | 0.0187 | 0.15 | 0.6612 | 0.61385 | 0.23531 | 0.37854
| 778 | 4 | 6 | 8760 | 108 | 36 | 0.0187 | 0.15 | 0.6612 | 0.61385 | 0.23531 | 0.37854
| 779 | 4 | 6 | 8760 | 108 | 36 | 0.0187 | 0.15 | 0.6612 | 0.61385 | 0.23531 | 0.37854
| 780 | 4 | 6 | 8760 | 108 | 36 | 0.0187 | 0.15 | 0.6612 | 0.61385 | 0.23531 | 0.37854
| 781 | 4 | 6 | 8760 | 108 | 36 | 0.0187 | 0.15 | 0.6612 | 0.61385 | 0.23531 | 0.37854
| 782 | 4 | 6 | 8760 | 108 | 36 | 0.0187 | 0.15 | 0.6612 | 0.61385 | 0.23531 | 0.37854
| 783 | 4 | 6 | 8760 | 108 | 36 | 0.0187 | 0.15 | 0.6612 | 0.61385 | 0.23531 | 0.37854
| 784 | 4 | 6 | 8760 | 108 | 36 | 0.0187 | 0.15 | 0.6612 | 0.61385 | 0.23531 | 0.37854
| 785 | 4 | 6 | 8760 | 108 | 36 | 0.0187 | 0.15 | 0.6612 | 0.61385 | 0.23531 | 0.37854
| 786 | 4 | 6 | 8760 | 108 | 36 | 0.0187 | 0.15 | 0.6612 | 0.61385 | 0.23531 | 0.37854
| 787 | 4 | 6 | 8760 | 108 | 36 | 0.0187 | 0.15 | 0.6612 | 0.61385 | 0.23531 | 0.37854
| 788 | 4 | 6 | 8760 | 108 | 36 | 0.0187 | 0.15 | 0.6612 | 0.61385 | 0.23531 | 0.37854
| 789 | 4 | 6 | 8760 | 108 | 36 | 0.0187 | 0.15 | 0.6612 | 0.61385 | 0.23531 | 0.37854
| 790 | 4 | 6 | 8760 | 108 | 36 | 0.0187 | 0.15 | 0.6612 | 0.61385 | 0.23531 | 0.37854
| 791 | 4 | 6 | 8760 | 108 | 36 | 0.0187 | 0.15 | 0.6612 | 0.61385 | 0.23531 | 0.37854
| 792 | 4 | 6 | 8760 | 108 | 36 | 0.0187 | 0.15 | 0.6612 | 0.61385 | 0.23531 | 0.37854
| 793 | 4 | 6 | 8760 | 108 | 36 | 0.0187 | 0.15 | 0.6612 | 0.61385 | 0.23531 | 0.37854
| 794 | 4 | 6 | 8760 | 108 | 36 | 0.0187 | 0.15 | 0.6612 | 0.61385 | 0.23531 | 0.37854
| 795 | 4 | 6 | 8760 | 108 | 36 | 0.0187 | 0.15 | 0.6612 | 0.61385 | 0.23531 | 0.37854
| 796 | 4 | 6 | 8760 | 108 | 36 | 0.0187 | 0.15 | 0.6612 | 0.61385 | 0.23531 | 0.37854
| 797 | 4 | 6 | 8760 | 108 | 36 | 0.0187 | 0.15 | 0.6612 | 0.61385 | 0.23531 | 0.37854
| 798 | 4 | 6 | 8760 | 108 | 36 | 0.0187 | 0.15 | 0.6612 | 0.61385 | 0.23531 | 0.37854
| 799 | 4 | 6 | 8760 | 108 | 36 | 0.0187 | 0.15 | 0.6612 | 0.61385 | 0.23531 | 0.37854
| 800 | 4 | 6 | 8760 | 108 | 36 | 0.0187 | 0.15 | 0.6612 | 0.61385 | 0.23531 | 0.37854
| 801 | 4 | 6 | 8760 | 108 | 36 | 0.0187 | 0.15 | 0.6612 | 0.61385 | 0.23531 | 0.37854
| 802 | 4 | 6 | 8760 | 108 | 36 | 0.0187 | 0.15 | 0.6612 | 0.61385 | 0.23531 | 0.37854
| 803 | 4 | 6 | 8760 | 108 | 36 | 0.0187 | 0.15 | 0.6612 | 0.61385 | 0.23531 | 0.37854
| 804 | 4 | 6 | 8760 | 108 | 36 | 0.0187 | 0.15 | 0.6612 | 0.61385 | 0.23531 | 0.37854
| 805 | 4 | 6 | 8760 | 108 | 36 | 0.0187 | 0.15 | 0.6612 | 0.61385 | 0.23531 | 0.37854
| 806 | 4 | 6 | 8760 | 108 | 36 | 0.0187 | 0.15 | 0.6612 | 0.61385 | 0.23531 | 0.37854
| 807 | 4 | 6 | 8760 | 108 | 36 | 0.0187 | 0.15 | 0.6612 | 0.61385 | 0.23531 | 0.37854
| 808 | 4 | 6 | 8760 | 108 | 36 | 0.0187 | 0.15 | 0.6612 | 0.61385 | 0.23531 | 0.37854
| 809 | 4 | 6 | 8760 | 108 | 36 | 0.0187 | 0.15 | 0.6612 | 0.61385 | 0.23531 | 0.37854
| 810 | 4 | 6 | 8760 | 108 | 36 | 0.0187 | 0.15 | 0.6612 | 0.61385 | 0.23531 | 0.37854
| 811 | 4 | 6 | 8760 | 108 | 36 | 0.0187 | 0.15 | 0.6612 | 0.61385 | 0.23531 | 0.37854
| 812 | 4 | 6 | 8760 | 108 | 36 | 0.0187 | 0.15 | 0.6612 | 0.61385 | 0.23531 | 0.37854
| 813 | 4 | 6 | 8760 | 108 | 36 | 0.0187 | 0.15 | 0.6612 | 0.61385 | 0.23531 | 0.37854
| 814 | 4 | 6 | 8760 | 108 | 36 | 0.0187 | 0.15 | 0.6612 | 0.61385 | 0.23531 | 0.37854
| 815 | 4 | 6 | 8760 | 108 | 36 | 0.0187 | 0.15 | 0.6612 | 0.61385 | 0.23531 | 0.37854
| 816 | 4 | 6 | 8760 | 108 | 36 | 0.0187 | 0.15 | 0.6612 | 0.61385 | 0.23531 | 0.37854
| 817 | 4 | 6 | 8760 | 108 | 36 | 0.0187 | 0.15 | 0.6612 | 0.61385 | 0.23531 | 0.37854
| 818 | 4 | 6 | 8760 | 108 | 36 | 0.0187 | 0.15 | 0.6612 | 0.61385 | 0.23531 | 0.37854
| 819 | 4 | 6 | 8760 | 108 | 36 | 0.0187 | 0.15 | 0.6612 | 0.61385 | 0.23531 | 0.37854
| 820 | 4 | 6 | 8760 | 108 | 36 | 0.0187 | 0.15 | 0.6612 | 0.61385 | 0.23531 | 0.37854
| 821 | 4 | 6 | 8760 | 108 | 36 | 0.0187 | 0.15 | 0.6612 | 0.61385 | 0.23531 | 0.37854
| 822 | 4 | 6 | 8760 | 108 | 36 | 0.0187 | 0.15 | 0.6612 | 0.61385 | 0.23531 | 0.37854
| 823 | 4 | 6 | 8760 | 108 | 36 | 0.0187 | 0.15 | 0.6612 | 0.61385 | 0.23531 | 0.37854
| 824 | 4 | 6 | 8760 | 108 | 36 | 0.0187 | 0.15 | 0.6612 | 0.61385 | 0.23531 | 0.37854
| 825 | 4 | 6 | 8760 | 108 | 36 | 0.0187 | 0.15 | 0.6612 | 0.61385 | 0.23531 | 0.37854
| 826 | 4 | 6 | 8760 | 108 | 36 | 0.0187 | 0.15 | 0.6612 | 0.61385 | 0.23531 | 0.37854
| 827 | 4 | 6 | 8760 | 108 | 36 | 0.0187 | 0.15 | 0.6612 | 0.61385 | 0.23531 | 0.37854
| 828 | 4 | 6 | 8760 | 108 | 36 | 0.0187 | 0.15 | 0.6612 | 0.61385 | 0.23531 | 0.37854
| 829 | 4 | 6 | 8760 | 108 | 36 | 0.0187 | 0.15 | 0.6612 | 0.61385 | 0.23531 | 0.37854
| 830 | 4 | 6 | 8760 | 108 | 36 | 0.0187 | 0.15 | 0.6612 | 0.61385 | 0.23531 | 0.37854
| 831 | 4 | 6 | 8760 | 108 | 36 | 0.0187 | 0.15 | 0.6612 | 0.61385 | 0.23531 | 0.37854
| 832 | 4 | 6 | 8760 | 108 | 36 | 0.0187 | 0.15 | 0.6612 | 0.61385 | 0.23531 | 0.37854
| 833 | 4 | 6 | 8760 | 108 | 36 | 0.0187 | 0.15 | 0.6612 | 0.61385 | 0.23531 | 0.37854
| 834 | 4 | 6 | 8760 | 108 | 36 | 0.0187 | 0.15 | 0.6612 | 0.61385 | 0.23531 | 0.37854
| 835 | 4 | 6 | 8760 | 108 | 36 | 0.0187 | 0.15 | 0.6612 | 0.61385 | 0.23531 | 0.37854
| 836 | 4 | 6 | 8760 | 108 | 36 | 0.0187 | 0.15 | 0.6612 | 0.61385 | 0.23531 | 0.37854
| 837 | 4 | 6 | 8760 | 108 | 36 | 0.0187 | 0.15 | 0.6612 | 0.61385 | 0.23531 | 0.37854
| 838 | 4 | 6 | 8760 | 108 | 36 | 0.0187 | 0.15 | 0.6612 | 0.61385 | 0.23531 | 0.37854
| 839 | 4 | 6 | 8760 | 108 | 36 | 0.0187 | 0.15 | 0.6612 | 0.61385 | 0.23531 | 0.37854
| 840 | 4 | 6 | 8760 | 108 | 36 | 0.0187 | 0.15 | 0.6612 | 0.61385 | 0.23531 | 0.37854
| 841 | 4 | 6 | 8760 | 108 | 36 | 0.0187 | 0.15 | 0.6612 | 0.61385 | 0.23531 | 0.37854
| 842 | 4 | 6 | 8760 | 108 | 36 | 0.0187 | 0.15 | 0.6612 | 0.61385 | 0.23531 | 0.37854
| 843 | 4 | 6 | 8760 | 108 | 36 | 0.0187 | 0.15 | 0.6612 | 0.61385 | 0.23531 | 0.37854
| 844 | 4 | 6 | 8760 | 108 | 36 | 0.0187 | 0.15 | 0.6612 | 0.61385 | 0.23531 | 0.37854
| 845 | 4 | 6 | 8760 | 108 | 36 | 0.0187 | 0.15 | 0.6612 | 0.61385 | 0.23531 | 0.37854
| 846 | 10 | 6 | 8760 | 340 | 125 | 0.0187 | 0.15 | 0.6612 | 1.9325 | 0.81705 | 1.1154
| 847 | 10 | 6 | 8760 | 340 | 125 | 0.0187 | 0.15 | 0.6612 | 1.9325 | 0.81705 | 1.1154
| 848 | 10 | 6 | 8760 | 340 | 125 | 0.0187 | 0.15 | 0.6612 | 1.9325 | 0.81705 | 1.1154
| 849 | 10 | 6 | 8760 | 340 | 125 | 0.0187 | 0.15 | 0.6612 | 1.9325 | 0.81705 | 1.1154
| 850 | 12 | 6 | 8760 | 433 | 165 | 0.0187 | 0.15 | 0.6612 | 2.4611 | 1.0785 | 1.3826
| 851 | 12 | 6 | 8760 | 433 | 165 | 0.0187 | 0.15 | 0.6612 | 2.4611 | 1.0785 | 1.3826
| 852 | 5 | 7 | 8760 | 148 | 49 | 0.0187 | 0.15 | 0.6612 | 0.8412 | 0.32028 | 0.52092
| 853 | 5 | 7 | 8760 | 148 | 49 | 0.0187 | 0.15 | 0.6612 | 0.8412 | 0.32028 | 0.52092
| 854 | 5 | 7 | 8760 | 148 | 49 | 0.0187 | 0.15 | 0.6612 | 0.8412 | 0.32028 | 0.52092
| 855 | 5 | 7 | 8760 | 148 | 49 | 0.0187 | 0.15 | 0.6612 | 0.8412 | 0.32028 | 0.52092
| 856 | 5 | 7 | 8760 | 148 | 49 | 0.0187 | 0.15 | 0.6612 | 0.8412 | 0.32028 | 0.52092
| 857 | 5 | 7 | 8760 | 148 | 49 | 0.0187 | 0.15 | 0.6612 | 0.8412 | 0.32028 | 0.52092
| 858 | 5 | 7 | 8760 | 148 | 49 | 0.0187 | 0.15 | 0.6612 | 0.8412 | 0.32028 | 0.52092
| 859 | 5 | 7 | 8760 | 148 | 49 | 0.0187 | 0.15 | 0.6612 | 0.8412 | 0.32028 | 0.52092
| 860 | 5 | 7 | 8760 | 148 | 49 | 0.0187 | 0.15 | 0.6612 | 0.8412 | 0.32028 | 0.52092
| 861 | 5 | 7 | 8760 | 148 | 49 | 0.0187 | 0.15 | 0.6612 | 0.8412 | 0.32028 | 0.52092
| 862 | 5 | 7 | 8760 | 148 | 49 | 0.0187 | 0.15 | 0.6612 | 0.8412 | 0.32028 | 0.52092
| 863 | 5 | 7 | 8760 | 148 | 49 | 0.0187 | 0.15 | 0.6612 | 0.8412 | 0.32028 | 0.52092
| 864 | 5 | 7 | 8760 | 148 | 49 | 0.0187 | 0.15 | 0.6612 | 0.8412 | 0.32028 | 0.52092
| 865 | 5 | 7 | 8760 | 148 | 49 | 0.0187 | 0.15 | 0.6612 | 0.8412 | 0.32028 | 0.52092
| 866 | 5 | 7 | 8760 | 148 | 49 | 0.0187 | 0.15 | 0.6612 | 0.8412 | 0.32028 | 0.52092
| 867 | 5 | 7 | 8760 | 148 | 49 | 0.0187 | 0.15 | 0.6612 | 0.8412 | 0.32028 | 0.52092
| 868 | 5 | 7 | 8760 | 148 | 49 | 0.0187 | 0.15 | 0.6612 | 0.8412 | 0.32028 | 0.52092
| 869 | 5 | 7 | 8760 | 148 | 49 | 0.0187 | 0.15 | 0.6612 | 0.8412 | 0.32028 | 0.52092
| 870 | 13 | 7 | 8760 | 580 | 220 | 0.0187 | 0.15 | 0.6612 | 3.2966 | 1.438 | 1.8586
| 871 | 13 | 7 | 8760 | 580 | 220 | 0.0187 | 0.15 | 0.6612 | 3.2966 | 1.438 | 1.8586
| 872 | 6 | 7 | 8760 | 192 | 64 | 0.0187 | 0.15 | 0.6612 | 1.0913 | 0.41833 | 0.67296
| 873 | 6 | 7 | 8760 | 192 | 64 | 0.0187 | 0.15 | 0.6612 | 1.0913 | 0.41833 | 0.67296
| 874 | 6 | 7 | 8760 | 192 | 64 | 0.0187 | 0.15 | 0.6612 | 1.0913 | 0.41833 | 0.67296
| 875 | 6 | 7 | 8760 | 192 | 64 | 0.0187 | 0.15 | 0.6612 | 1.0913 | 0.41833 | 0.67296
| 876 | 6 | 7 | 8760 | 192 | 64 | 0.0187 | 0.15 | 0.6612 | 1.0913 | 0.41833 | 0.67296
| 877 | 6 | 7 | 8760 | 192 | 64 | 0.0187 | 0.15 | 0.6612 | 1.0913 | 0.41833 | 0.67296
| 878 | 6 | 7 | 8760 | 192 | 64 | 0.0187 | 0.15 | 0.6612 | 1.0913 | 0.41833 | 0.67296
| 879 | 6 | 7 | 8760 | 192 | 64 | 0.0187 | 0.15 | 0.6612 | 1.0913 | 0.41833 | 0.67296
| 880 | 6 | 7 | 8760 | 192 | 64 | 0.0187 | 0.15 | 0.6612 | 1.0913 | 0.41833 | 0.67296
| 881 | 6 | 7 | 8760 | 192 | 64 | 0.0187 | 0.15 | 0.6612 | 1.0913 | 0.41833 | 0.67296
| 882 | 3 | 7 | 8760 | 92 | 31 | 0.0187 | 0.15 | 0.6612 | 0.52291 | 0.20263 | 0.32028
| 883 | 3 | 7 | 8760 | 92 | 31 | 0.0187 | 0.15 | 0.6612 | 0.52291 | 0.20263 | 0.32028
| 884 | 3 | 7 | 8760 | 92 | 31 | 0.0187 | 0.15 | 0.6612 | 0.52291 | 0.20263 | 0.32028
| 885 | 3 | 7 | 8760 | 92 | 31 | 0.0187 | 0.15 | 0.6612 | 0.52291 | 0.20263 | 0.32028
| 886 | 3 | 7 | 8760 | 92 | 31 | 0.0187 | 0.15 | 0.6612 | 0.52291 | 0.20263 | 0.32028
| 887 | 3 | 7 | 8760 | 92 | 31 | 0.0187 | 0.15 | 0.6612 | 0.52291 | 0.20263 | 0.32028
| 888 | 3 | 7 | 8760 | 92 | 31 | 0.0187 | 0.15 | 0.6612 | 0.52291 | 0.20263 | 0.32028
| 889 | 4 | 7 | 8760 | 108 | 36 | 0.0187 | 0.15 | 0.6612 | 0.61385 | 0.23531 | 0.37854
| 890 | 4 | 7 | 8760 | 108 | 36 | 0.0187 | 0.15 | 0.6612 | 0.61385 | 0.23531 | 0.37854
| 891 | 4 | 7 | 8760 | 108 | 36 | 0.0187 | 0.15 | 0.6612 | 0.61385 | 0.23531 | 0.37854
| 892 | 4 | 7 | 8760 | 108 | 36 | 0.0187 | 0.15 | 0.6612 | 0.61385 | 0.23531 | 0.37854
| 893 | 5 | 7 | 8760 | 148 | 49 | 0.0187 | 0.15 | 0.6612 | 0.8412 | 0.32028 | 0.52092
| 894 | 5 | 7 | 8760 | 148 | 49 | 0.0187 | 0.15 | 0.6612 | 0.8412 | 0.32028 | 0.52092
| 895 | 5 | 7 | 8760 | 148 | 49 | 0.0187 | 0.15 | 0.6612 | 0.8412 | 0.32028 | 0.52092
| 896 | 5 | 7 | 8760 | 148 | 49 | 0.0187 | 0.15 | 0.6612 | 0.8412 | 0.32028 | 0.52092
| 897 | 5 | 7 | 8760 | 148 | 49 | 0.0187 | 0.15 | 0.6612 | 0.8412 | 0.32028 | 0.52092
| 898 | 5 | 7 | 8760 | 148 | 49 | 0.0187 | 0.15 | 0.6612 | 0.8412 | 0.32028 | 0.52092
| 899 | 7 | 7 | 8760 | 205 | 70 | 0.0187 | 0.15 | 0.6612 | 1.1652 | 0.45755 | 0.70763
| 900 | 7 | 7 | 8760 | 205 | 70 | 0.0187 | 0.15 | 0.6612 | 1.1652 | 0.45755 | 0.70763
| 901 | 8 | 7 | 8760 | 280 | 95 | 0.0187 | 0.15 | 0.6612 | 1.5915 | 0.62096 | 0.97051
| 902 | 8 | 7 | 8760 | 280 | 95 | 0.0187 | 0.15 | 0.6612 | 1.5915 | 0.62096 | 0.97051
| 903 | 8 | 7 | 8760 | 280 | 95 | 0.0187 | 0.15 | 0.6612 | 1.5915 | 0.62096 | 0.97051
| 904 | 8 | 7 | 8760 | 280 | 95 | 0.0187 | 0.15 | 0.6612 | 1.5915 | 0.62096 | 0.97051
| 905 | 8 | 7 | 8760 | 280 | 95 | 0.0187 | 0.15 | 0.6612 | 1.5915 | 0.62096 | 0.97051
| 906 | 9 | 7 | 8760 | 315 | 108 | 0.0187 | 0.15 | 0.6612 | 1.7904 | 0.70593 | 1.0845
| 907 | 9 | 7 | 8760 | 315 | 108 | 0.0187 | 0.15 | 0.6612 | 1.7904 | 0.70593 | 1.0845
| 908 | 10 | 7 | 8760 | 340 | 125 | 0.0187 | 0.15 | 0.6612 | 1.9325 | 0.81705 | 1.1154
| 909 | 10 | 7 | 8760 | 340 | 125 | 0.0187 | 0.15 | 0.6612 | 1.9325 | 0.81705 | 1.1154
| 910 | 10 | 7 | 8760 | 340 | 125 | 0.0187 | 0.15 | 0.6612 | 1.9325 | 0.81705 | 1.1154
| 911 | 10 | 7 | 8760 | 340 | 125 | 0.0187 | 0.15 | 0.6612 | 1.9325 | 0.81705 | 1.1154
| 912 | 10 | 7 | 8760 | 340 | 125 | 0.0187 | 0.15 | 0.6612 | 1.9325 | 0.81705 | 1.1154
| 913 | 10 | 7 | 8760 | 340 | 125 | 0.0187 | 0.15 | 0.6612 | 1.9325 | 0.81705 | 1.1154
| 914 | 10 | 7 | 8760 | 340 | 125 | 0.0187 | 0.15 | 0.6612 | 1.9325 | 0.81705 | 1.1154
| 915 | 10 | 7 | 8760 | 340 | 125 | 0.0187 | 0.15 | 0.6612 | 1.9325 | 0.81705 | 1.1154
| 916 | 10 | 7 | 8760 | 340 | 125 | 0.0187 | 0.15 | 0.6612 | 1.9325 | 0.81705 | 1.1154
| 917 | 10 | 7 | 8760 | 340 | 125 | 0.0187 | 0.15 | 0.6612 | 1.9325 | 0.81705 | 1.1154
| 918 | 10 | 7 | 8760 | 340 | 125 | 0.0187 | 0.15 | 0.6612 | 1.9325 | 0.81705 | 1.1154
| 919 | 11 | 7 | 8760 | 390 | 145 | 0.0187 | 0.15 | 0.6612 | 2.2167 | 0.94777 | 1.2689
| 920 | 11 | 7 | 8760 | 390 | 145 | 0.0187 | 0.15 | 0.6612 | 2.2167 | 0.94777 | 1.2689
| 921 | 11 | 7 | 8760 | 390 | 145 | 0.0187 | 0.15 | 0.6612 | 2.2167 | 0.94777 | 1.2689
| 922 | 11 | 7 | 8760 | 390 | 145 | 0.0187 | 0.15 | 0.6612 | 2.2167 | 0.94777 | 1.2689
| 923 | 11 | 7 | 8760 | 390 | 145 | 0.0187 | 0.15 | 0.6612 | 2.2167 | 0.94777 | 1.2689
| 924 | 11 | 7 | 8760 | 390 | 145 | 0.0187 | 0.15 | 0.6612 | 2.2167 | 0.94777 | 1.2689
| 925 | 12 | 7 | 8760 | 433 | 165 | 0.0187 | 0.15 | 0.6612 | 2.4611 | 1.0785 | 1.3826
| 926 | 12 | 7 | 8760 | 433 | 165 | 0.0187 | 0.15 | 0.6612 | 2.4611 | 1.0785 | 1.3826
| 927 | 12 | 7 | 8760 | 433 | 165 | 0.0187 | 0.15 | 0.6612 | 2.4611 | 1.0785 | 1.3826
| 928 | 12 | 7 | 8760 | 433 | 165 | 0.0187 | 0.15 | 0.6612 | 2.4611 | 1.0785 | 1.3826
| 929 | 12 | 7 | 8760 | 433 | 165 | 0.0187 | 0.15 | 0.6612 | 2.4611 | 1.0785 | 1.3826
| 930 | 12 | 7 | 8760 | 433 | 165 | 0.0187 | 0.15 | 0.6612 | 2.4611 | 1.0785 | 1.3826
| 931 | 2 | 8 | 8760 | 67 | 22 | 0.0187 | 0.15 | 0.6612 | 0.38081 | 0.1438 | 0.23701
| 932 | 2 | 8 | 8760 | 67 | 22 | 0.0187 | 0.15 | 0.6612 | 0.38081 | 0.1438 | 0.23701
| 933 | 2 | 8 | 8760 | 67 | 22 | 0.0187 | 0.15 | 0.6612 | 0.38081 | 0.1438 | 0.23701
| 934 | 2 | 8 | 8760 | 67 | 22 | 0.0187 | 0.15 | 0.6612 | 0.38081 | 0.1438 | 0.23701
| 935 | 2 | 8 | 8760 | 67 | 22 | 0.0187 | 0.15 | 0.6612 | 0.38081 | 0.1438 | 0.23701
| 936 | 2 | 8 | 8760 | 67 | 22 | 0.0187 | 0.15 | 0.6612 | 0.38081 | 0.1438 | 0.23701
| 937 | 2 | 8 | 8760 | 67 | 22 | 0.0187 | 0.15 | 0.6612 | 0.38081 | 0.1438 | 0.23701
| 938 | 2 | 8 | 8760 | 67 | 22 | 0.0187 | 0.15 | 0.6612 | 0.38081 | 0.1438 | 0.23701
| 939 | 3 | 8 | 8760 | 92 | 31 | 0.0187 | 0.15 | 0.6612 | 0.52291 | 0.20263 | 0.32028
| 940 | 3 | 8 | 8760 | 92 | 31 | 0.0187 | 0.15 | 0.6612 | 0.52291 | 0.20263 | 0.32028
| 941 | 3 | 8 | 8760 | 92 | 31 | 0.0187 | 0.15 | 0.6612 | 0.52291 | 0.20263 | 0.32028
| 942 | 3 | 8 | 8760 | 92 | 31 | 0.0187 | 0.15 | 0.6612 | 0.52291 | 0.20263 | 0.32028
| 943 | 3 | 8 | 8760 | 92 | 31 | 0.0187 | 0.15 | 0.6612 | 0.52291 | 0.20263 | 0.32028
| 944 | 3 | 8 | 8760 | 92 | 31 | 0.0187 | 0.15 | 0.6612 | 0.52291 | 0.20263 | 0.32028
| 945 | 3 | 8 | 8760 | 92 | 31 | 0.0187 | 0.15 | 0.6612 | 0.52291 | 0.20263 | 0.32028
| 946 | 3 | 8 | 8760 | 92 | 31 | 0.0187 | 0.15 | 0.6612 | 0.52291 | 0.20263 | 0.32028
| 947 | 3 | 8 | 8760 | 92 | 31 | 0.0187 | 0.15 | 0.6612 | 0.52291 | 0.20263 | 0.32028
| 948 | 3 | 8 | 8760 | 92 | 31 | 0.0187 | 0.15 | 0.6612 | 0.52291 | 0.20263 | 0.32028
| 949 | 3 | 8 | 8760 | 92 | 31 | 0.0187 | 0.15 | 0.6612 | 0.52291 | 0.20263 | 0.32028
| 950 | 3 | 8 | 8760 | 92 | 31 | 0.0187 | 0.15 | 0.6612 | 0.52291 | 0.20263 | 0.32028
| 951 | 3 | 8 | 8760 | 92 | 31 | 0.0187 | 0.15 | 0.6612 | 0.52291 | 0.20263 | 0.32028
| 952 | 3 | 8 | 8760 | 92 | 31 | 0.0187 | 0.15 | 0.6612 | 0.52291 | 0.20263 | 0.32028
| 953 | 3 | 8 | 8760 | 92 | 31 | 0.0187 | 0.15 | 0.6612 | 0.52291 | 0.20263 | 0.32028
| 954 | 3 | 8 | 8760 | 92 | 31 | 0.0187 | 0.15 | 0.6612 | 0.52291 | 0.20263 | 0.32028
| 955 | 3 | 8 | 8760 | 92 | 31 | 0.0187 | 0.15 | 0.6612 | 0.52291 | 0.20263 | 0.32028
| 956 | 3 | 8 | 8760 | 92 | 31 | 0.0187 | 0.15 | 0.6612 | 0.52291 | 0.20263 | 0.32028
| 957 | 3 | 8 | 8760 | 92 | 31 | 0.0187 | 0.15 | 0.6612 | 0.52291 | 0.20263 | 0.32028
| 958 | 3 | 8 | 8760 | 92 | 31 | 0.0187 | 0.15 | 0.6612 | 0.52291 | 0.20263 | 0.32028
| 959 | 3 | 8 | 8760 | 92 | 31 | 0.0187 | 0.15 | 0.6612 | 0.52291 | 0.20263 | 0.32028
| 960 | 3 | 8 | 8760 | 92 | 31 | 0.0187 | 0.15 | 0.6612 | 0.52291 | 0.20263 | 0.32028
| 961 | 3 | 8 | 8760 | 92 | 31 | 0.0187 | 0.15 | 0.6612 | 0.52291 | 0.20263 | 0.32028
| 962 | 3 | 8 | 8760 | 92 | 31 | 0.0187 | 0.15 | 0.6612 | 0.52291 | 0.20263 | 0.32028
| 963 | 3 | 8 | 8760 | 92 | 31 | 0.0187 | 0.15 | 0.6612 | 0.52291 | 0.20263 | 0.32028
| 964 | 3 | 8 | 8760 | 92 | 31 | 0.0187 | 0.15 | 0.6612 | 0.52291 | 0.20263 | 0.32028
| 965 | 4 | 8 | 8760 | 108 | 36 | 0.0187 | 0.15 | 0.6612 | 0.61385 | 0.23531 | 0.37854
| 966 | 4 | 8 | 8760 | 108 | 36 | 0.0187 | 0.15 | 0.6612 | 0.61385 | 0.23531 | 0.37854
| 967 | 4 | 8 | 8760 | 108 | 36 | 0.0187 | 0.15 | 0.6612 | 0.61385 | 0.23531 | 0.37854
| 968 | 4 | 8 | 8760 | 108 | 36 | 0.0187 | 0.15 | 0.6612 | 0.61385 | 0.23531 | 0.37854
| 969 | 4 | 8 | 8760 | 108 | 36 | 0.0187 | 0.15 | 0.6612 | 0.61385 | 0.23531 | 0.37854
| 970 | 4 | 8 | 8760 | 108 | 36 | 0.0187 | 0.15 | 0.6612 | 0.61385 | 0.23531 | 0.37854
| 971 | 4 | 8 | 8760 | 108 | 36 | 0.0187 | 0.15 | 0.6612 | 0.61385 | 0.23531 | 0.37854
| 972 | 4 | 8 | 8760 | 108 | 36 | 0.0187 | 0.15 | 0.6612 | 0.61385 | 0.23531 | 0.37854
| 973 | 4 | 8 | 8760 | 108 | 36 | 0.0187 | 0.15 | 0.6612 | 0.61385 | 0.23531 | 0.37854
| 974 | 4 | 8 | 8760 | 108 | 36 | 0.0187 | 0.15 | 0.6612 | 0.61385 | 0.23531 | 0.37854
| 975 | 4 | 8 | 8760 | 108 | 36 | 0.0187 | 0.15 | 0.6612 | 0.61385 | 0.23531 | 0.37854
| 976 | 4 | 8 | 8760 | 108 | 36 | 0.0187 | 0.15 | 0.6612 | 0.61385 | 0.23531 | 0.37854
| 977 | 4 | 8 | 8760 | 108 | 36 | 0.0187 | 0.15 | 0.6612 | 0.61385 | 0.23531 | 0.37854
| 978 | 4 | 8 | 8760 | 108 | 36 | 0.0187 | 0.15 | 0.6612 | 0.61385 | 0.23531 | 0.37854
| 979 | 4 | 8 | 8760 | 108 | 36 | 0.0187 | 0.15 | 0.6612 | 0.61385 | 0.23531 | 0.37854
| 980 | 4 | 8 | 8760 | 108 | 36 | 0.0187 | 0.15 | 0.6612 | 0.61385 | 0.23531 | 0.37854
| 981 | 4 | 8 | 8760 | 108 | 36 | 0.0187 | 0.15 | 0.6612 | 0.61385 | 0.23531 | 0.37854
| 982 | 4 | 8 | 8760 | 108 | 36 | 0.0187 | 0.15 | 0.6612 | 0.61385 | 0.23531 | 0.37854
| 983 | 4 | 8 | 8760 | 108 | 36 | 0.0187 | 0.15 | 0.6612 | 0.61385 | 0.23531 | 0.37854
| 984 | 4 | 8 | 8760 | 108 | 36 | 0.0187 | 0.15 | 0.6612 | 0.61385 | 0.23531 | 0.37854
| 985 | 4 | 8 | 8760 | 108 | 36 | 0.0187 | 0.15 | 0.6612 | 0.61385 | 0.23531 | 0.37854
| 986 | 4 | 8 | 8760 | 108 | 36 | 0.0187 | 0.15 | 0.6612 | 0.61385 | 0.23531 | 0.37854
| 987 | 4 | 8 | 8760 | 108 | 36 | 0.0187 | 0.15 | 0.6612 | 0.61385 | 0.23531 | 0.37854
| 988 | 4 | 8 | 8760 | 108 | 36 | 0.0187 | 0.15 | 0.6612 | 0.61385 | 0.23531 | 0.37854
| 989 | 4 | 8 | 8760 | 108 | 36 | 0.0187 | 0.15 | 0.6612 | 0.61385 | 0.23531 | 0.37854
| 990 | 4 | 8 | 8760 | 108 | 36 | 0.0187 | 0.15 | 0.6612 | 0.61385 | 0.23531 | 0.37854
| 991 | 4 | 8 | 8760 | 108 | 36 | 0.0187 | 0.15 | 0.6612 | 0.61385 | 0.23531 | 0.37854
| 992 | 4 | 8 | 8760 | 108 | 36 | 0.0187 | 0.15 | 0.6612 | 0.61385 | 0.23531 | 0.37854
| 993 | 4 | 8 | 8760 | 108 | 36 | 0.0187 | 0.15 | 0.6612 | 0.61385 | 0.23531 | 0.37854
| 994 | 4 | 8 | 8760 | 108 | 36 | 0.0187 | 0.15 | 0.6612 | 0.61385 | 0.23531 | 0.37854
| 995 | 4 | 8 | 8760 | 108 | 36 | 0.0187 | 0.15 | 0.6612 | 0.61385 | 0.23531 | 0.37854
| 996 | 4 | 8 | 8760 | 108 | 36 | 0.0187 | 0.15 | 0.6612 | 0.61385 | 0.23531 | 0.37854
| 997 | 4 | 8 | 8760 | 108 | 36 | 0.0187 | 0.15 | 0.6612 | 0.61385 | 0.23531 | 0.37854
| 998 | 4 | 8 | 8760 | 108 | 36 | 0.0187 | 0.15 | 0.6612 | 0.61385 | 0.23531 | 0.37854
| 999 | 4 | 8 | 8760 | 108 | 36 | 0.0187 | 0.15 | 0.6612 | 0.61385 | 0.23531 | 0.37854
| 1000 | 4 | 8 | 8760 | 108 | 36 | 0.0187 | 0.15 | 0.6612 | 0.61385 | 0.23531 | 0.37854
| 1001 | 4 | 8 | 8760 | 108 | 36 | 0.0187 | 0.15 | 0.6612 | 0.61385 | 0.23531 | 0.37854
| 1002 | 4 | 8 | 8760 | 108 | 36 | 0.0187 | 0.15 | 0.6612 | 0.61385 | 0.23531 | 0.37854
| 1003 | 4 | 8 | 8760 | 108 | 36 | 0.0187 | 0.15 | 0.6612 | 0.61385 | 0.23531 | 0.37854
| 1004 | 4 | 8 | 8760 | 108 | 36 | 0.0187 | 0.15 | 0.6612 | 0.61385 | 0.23531 | 0.37854
| 1005 | 4 | 8 | 8760 | 108 | 36 | 0.0187 | 0.15 | 0.6612 | 0.61385 | 0.23531 | 0.37854
| 1006 | 4 | 8 | 8760 | 108 | 36 | 0.0187 | 0.15 | 0.6612 | 0.61385 | 0.23531 | 0.37854
| 1007 | 4 | 8 | 8760 | 108 | 36 | 0.0187 | 0.15 | 0.6612 | 0.61385 | 0.23531 | 0.37854
| 1008 | 4 | 8 | 8760 | 108 | 36 | 0.0187 | 0.15 | 0.6612 | 0.61385 | 0.23531 | 0.37854
| 1009 | 4 | 8 | 8760 | 108 | 36 | 0.0187 | 0.15 | 0.6612 | 0.61385 | 0.23531 | 0.37854
| 1010 | 4 | 8 | 8760 | 108 | 36 | 0.0187 | 0.15 | 0.6612 | 0.61385 | 0.23531 | 0.37854
| 1011 | 4 | 8 | 8760 | 108 | 36 | 0.0187 | 0.15 | 0.6612 | 0.61385 | 0.23531 | 0.37854
| 1012 | 4 | 8 | 8760 | 108 | 36 | 0.0187 | 0.15 | 0.6612 | 0.61385 | 0.23531 | 0.37854
| 1013 | 4 | 8 | 8760 | 108 | 36 | 0.0187 | 0.15 | 0.6612 | 0.61385 | 0.23531 | 0.37854
| 1014 | 4 | 8 | 8760 | 108 | 36 | 0.0187 | 0.15 | 0.6612 | 0.61385 | 0.23531 | 0.37854
| 1015 | 4 | 8 | 8760 | 108 | 36 | 0.0187 | 0.15 | 0.6612 | 0.61385 | 0.23531 | 0.37854
| 1016 | 4 | 8 | 8760 | 108 | 36 | 0.0187 | 0.15 | 0.6612 | 0.61385 | 0.23531 | 0.37854
| 1017 | 4 | 8 | 8760 | 108 | 36 | 0.0187 | 0.15 | 0.6612 | 0.61385 | 0.23531 | 0.37854
| 1018 | 4 | 8 | 8760 | 108 | 36 | 0.0187 | 0.15 | 0.6612 | 0.61385 | 0.23531 | 0.37854
| 1019 | 4 | 8 | 8760 | 108 | 36 | 0.0187 | 0.15 | 0.6612 | 0.61385 | 0.23531 | 0.37854
| 1020 | 4 | 8 | 8760 | 108 | 36 | 0.0187 | 0.15 | 0.6612 | 0.61385 | 0.23531 | 0.37854
| 1021 | 4 | 8 | 8760 | 108 | 36 | 0.0187 | 0.15 | 0.6612 | 0.61385 | 0.23531 | 0.37854
| 1022 | 4 | 8 | 8760 | 108 | 36 | 0.0187 | 0.15 | 0.6612 | 0.61385 | 0.23531 | 0.37854
| 1023 | 4 | 8 | 8760 | 108 | 36 | 0.0187 | 0.15 | 0.6612 | 0.61385 | 0.23531 | 0.37854
| 1024 | 4 | 8 | 8760 | 108 | 36 | 0.0187 | 0.15 | 0.6612 | 0.61385 | 0.23531 | 0.37854
| 1025 | 4 | 8 | 8760 | 108 | 36 | 0.0187 | 0.15 | 0.6612 | 0.61385 | 0.23531 | 0.37854
| 1026 | 4 | 8 | 8760 | 108 | 36 | 0.0187 | 0.15 | 0.6612 | 0.61385 | 0.23531 | 0.37854
| 1027 | 4 | 8 | 8760 | 108 | 36 | 0.0187 | 0.15 | 0.6612 | 0.61385 | 0.23531 | 0.37854
| 1028 | 4 | 8 | 8760 | 108 | 36 | 0.0187 | 0.15 | 0.6612 | 0.61385 | 0.23531 | 0.37854
| 1029 | 4 | 8 | 8760 | 108 | 36 | 0.0187 | 0.15 | 0.6612 | 0.61385 | 0.23531 | 0.37854
| 1030 | 4 | 8 | 8760 | 108 | 36 | 0.0187 | 0.15 | 0.6612 | 0.61385 | 0.23531 | 0.37854
| 1031 | 4 | 8 | 8760 | 108 | 36 | 0.0187 | 0.15 | 0.6612 | 0.61385 | 0.23531 | 0.37854
| 1032 | 4 | 8 | 8760 | 108 | 36 | 0.0187 | 0.15 | 0.6612 | 0.61385 | 0.23531 | 0.37854
| 1033 | 4 | 8 | 8760 | 108 | 36 | 0.0187 | 0.15 | 0.6612 | 0.61385 | 0.23531 | 0.37854
| 1034 | 4 | 8 | 8760 | 108 | 36 | 0.0187 | 0.15 | 0.6612 | 0.61385 | 0.23531 | 0.37854
| 1035 | 4 | 8 | 8760 | 108 | 36 | 0.0187 | 0.15 | 0.6612 | 0.61385 | 0.23531 | 0.37854
| 1036 | 4 | 8 | 8760 | 108 | 36 | 0.0187 | 0.15 | 0.6612 | 0.61385 | 0.23531 | 0.37854
| 1037 | 4 | 8 | 8760 | 108 | 36 | 0.0187 | 0.15 | 0.6612 | 0.61385 | 0.23531 | 0.37854
| 1038 | 4 | 8 | 8760 | 108 | 36 | 0.0187 | 0.15 | 0.6612 | 0.61385 | 0.23531 | 0.37854
| 1039 | 4 | 8 | 8760 | 108 | 36 | 0.0187 | 0.15 | 0.6612 | 0.61385 | 0.23531 | 0.37854
| 1040 | 4 | 8 | 8760 | 108 | 36 | 0.0187 | 0.15 | 0.6612 | 0.61385 | 0.23531 | 0.37854
| 1041 | 5 | 8 | 8760 | 148 | 49 | 0.0187 | 0.15 | 0.6612 | 0.8412 | 0.32028 | 0.52092
| 1042 | 5 | 8 | 8760 | 148 | 49 | 0.0187 | 0.15 | 0.6612 | 0.8412 | 0.32028 | 0.52092
| 1043 | 5 | 8 | 8760 | 148 | 49 | 0.0187 | 0.15 | 0.6612 | 0.8412 | 0.32028 | 0.52092
| 1044 | 5 | 8 | 8760 | 148 | 49 | 0.0187 | 0.15 | 0.6612 | 0.8412 | 0.32028 | 0.52092
| 1045 | 5 | 8 | 8760 | 148 | 49 | 0.0187 | 0.15 | 0.6612 | 0.8412 | 0.32028 | 0.52092
| 1046 | 5 | 8 | 8760 | 148 | 49 | 0.0187 | 0.15 | 0.6612 | 0.8412 | 0.32028 | 0.52092
| 1047 | 7 | 8 | 8760 | 205 | 70 | 0.0187 | 0.15 | 0.6612 | 1.1652 | 0.45755 | 0.70763
| 1048 | 8 | 8 | 8760 | 280 | 95 | 0.0187 | 0.15 | 0.6612 | 1.5915 | 0.62096 | 0.97051
| 1049 | 8 | 8 | 8760 | 280 | 95 | 0.0187 | 0.15 | 0.6612 | 1.5915 | 0.62096 | 0.97051
| 1050 | 8 | 8 | 8760 | 280 | 95 | 0.0187 | 0.15 | 0.6612 | 1.5915 | 0.62096 | 0.97051
| 1051 | 8 | 8 | 8760 | 280 | 95 | 0.0187 | 0.15 | 0.6612 | 1.5915 | 0.62096 | 0.97051
| 1052 | 8 | 8 | 8760 | 280 | 95 | 0.0187 | 0.15 | 0.6612 | 1.5915 | 0.62096 | 0.97051
| 1053 | 8 | 8 | 8760 | 280 | 95 | 0.0187 | 0.15 | 0.6612 | 1.5915 | 0.62096 | 0.97051
| 1054 | 10 | 8 | 8760 | 340 | 125 | 0.0187 | 0.15 | 0.6612 | 1.9325 | 0.81705 | 1.1154
| 1055 | 10 | 8 | 8760 | 340 | 125 | 0.0187 | 0.15 | 0.6612 | 1.9325 | 0.81705 | 1.1154
| 1056 | 10 | 8 | 8760 | 340 | 125 | 0.0187 | 0.15 | 0.6612 | 1.9325 | 0.81705 | 1.1154
| 1057 | 10 | 8 | 8760 | 340 | 125 | 0.0187 | 0.15 | 0.6612 | 1.9325 | 0.81705 | 1.1154
| 1058 | 10 | 8 | 8760 | 340 | 125 | 0.0187 | 0.15 | 0.6612 | 1.9325 | 0.81705 | 1.1154
| 1059 | 10 | 8 | 8760 | 340 | 125 | 0.0187 | 0.15 | 0.6612 | 1.9325 | 0.81705 | 1.1154
| 1060 | 10 | 8 | 8760 | 340 | 125 | 0.0187 | 0.15 | 0.6612 | 1.9325 | 0.81705 | 1.1154
| 1061 | 10 | 8 | 8760 | 340 | 125 | 0.0187 | 0.15 | 0.6612 | 1.9325 | 0.81705 | 1.1154
| 1062 | 10 | 8 | 8760 | 340 | 125 | 0.0187 | 0.15 | 0.6612 | 1.9325 | 0.81705 | 1.1154
| 1063 | 10 | 8 | 8760 | 340 | 125 | 0.0187 | 0.15 | 0.6612 | 1.9325 | 0.81705 | 1.1154
| 1064 | 10 | 8 | 8760 | 340 | 125 | 0.0187 | 0.15 | 0.6612 | 1.9325 | 0.81705 | 1.1154
| 1065 | 10 | 8 | 8760 | 340 | 125 | 0.0187 | 0.15 | 0.6612 | 1.9325 | 0.81705 | 1.1154
| 1066 | 11 | 8 | 8760 | 390 | 145 | 0.0187 | 0.15 | 0.6612 | 2.2167 | 0.94777 | 1.2689
| 1067 | 11 | 8 | 8760 | 390 | 145 | 0.0187 | 0.15 | 0.6612 | 2.2167 | 0.94777 | 1.2689
| 1068 | 12 | 8 | 8760 | 433 | 165 | 0.0187 | 0.15 | 0.6612 | 2.4611 | 1.0785 | 1.3826
| 1069 | 12 | 8 | 8760 | 433 | 165 | 0.0187 | 0.15 | 0.6612 | 2.4611 | 1.0785 | 1.3826
| 1070 | 12 | 8 | 8760 | 433 | 165 | 0.0187 | 0.15 | 0.6612 | 2.4611 | 1.0785 | 1.3826
| 1071 | 12 | 8 | 8760 | 433 | 165 | 0.0187 | 0.15 | 0.6612 | 2.4611 | 1.0785 | 1.3826
| 1072 | 12 | 8 | 8760 | 433 | 165 | 0.0187 | 0.15 | 0.6612 | 2.4611 | 1.0785 | 1.3826
| 1073 | 12 | 8 | 8760 | 433 | 165 | 0.0187 | 0.15 | 0.6612 | 2.4611 | 1.0785 | 1.3826
| 1074 | 12 | 8 | 8760 | 433 | 165 | 0.0187 | 0.15 | 0.6612 | 2.4611 | 1.0785 | 1.3826
| 1075 | 12 | 8 | 8760 | 433 | 165 | 0.0187 | 0.15 | 0.6612 | 2.4611 | 1.0785 | 1.3826
| 1076 | 12 | 9 | 8760 | 433 | 165 | 0.0187 | 0.15 | 0.6612 | 2.4611 | 1.0785 | 1.3826
| 1077 | 12 | 9 | 8760 | 433 | 165 | 0.0187 | 0.15 | 0.6612 | 2.4611 | 1.0785 | 1.3826
| 1078 | 2 | 9 | 8760 | 67 | 22 | 0.0187 | 0.15 | 0.6612 | 0.38081 | 0.1438 | 0.23701
| 1079 | 2 | 9 | 8760 | 67 | 22 | 0.0187 | 0.15 | 0.6612 | 0.38081 | 0.1438 | 0.23701
| 1080 | 2 | 9 | 8760 | 67 | 22 | 0.0187 | 0.15 | 0.6612 | 0.38081 | 0.1438 | 0.23701
| 1081 | 2 | 9 | 8760 | 67 | 22 | 0.0187 | 0.15 | 0.6612 | 0.38081 | 0.1438 | 0.23701
| 1082 | 2 | 9 | 8760 | 67 | 22 | 0.0187 | 0.15 | 0.6612 | 0.38081 | 0.1438 | 0.23701
| 1083 | 2 | 9 | 8760 | 67 | 22 | 0.0187 | 0.15 | 0.6612 | 0.38081 | 0.1438 | 0.23701
| 1084 | 2 | 9 | 8760 | 67 | 22 | 0.0187 | 0.15 | 0.6612 | 0.38081 | 0.1438 | 0.23701
| 1085 | 2 | 9 | 8760 | 67 | 22 | 0.0187 | 0.15 | 0.6612 | 0.38081 | 0.1438 | 0.23701
| 1086 | 2 | 9 | 8760 | 67 | 22 | 0.0187 | 0.15 | 0.6612 | 0.38081 | 0.1438 | 0.23701
| 1087 | 2 | 9 | 8760 | 67 | 22 | 0.0187 | 0.15 | 0.6612 | 0.38081 | 0.1438 | 0.23701
| 1088 | 2 | 9 | 8760 | 67 | 22 | 0.0187 | 0.15 | 0.6612 | 0.38081 | 0.1438 | 0.23701
| 1089 | 2 | 9 | 8760 | 67 | 22 | 0.0187 | 0.15 | 0.6612 | 0.38081 | 0.1438 | 0.23701
| 1090 | 2 | 9 | 8760 | 67 | 22 | 0.0187 | 0.15 | 0.6612 | 0.38081 | 0.1438 | 0.23701
| 1091 | 2 | 9 | 8760 | 67 | 22 | 0.0187 | 0.15 | 0.6612 | 0.38081 | 0.1438 | 0.23701
| 1092 | 2 | 9 | 8760 | 67 | 22 | 0.0187 | 0.15 | 0.6612 | 0.38081 | 0.1438 | 0.23701
| 1093 | 2 | 9 | 8760 | 67 | 22 | 0.0187 | 0.15 | 0.6612 | 0.38081 | 0.1438 | 0.23701
| 1094 | 2 | 9 | 8760 | 67 | 22 | 0.0187 | 0.15 | 0.6612 | 0.38081 | 0.1438 | 0.23701
| 1095 | 2 | 9 | 8760 | 67 | 22 | 0.0187 | 0.15 | 0.6612 | 0.38081 | 0.1438 | 0.23701
| 1096 | 2 | 9 | 8760 | 67 | 22 | 0.0187 | 0.15 | 0.6612 | 0.38081 | 0.1438 | 0.23701
| 1097 | 2 | 9 | 8760 | 67 | 22 | 0.0187 | 0.15 | 0.6612 | 0.38081 | 0.1438 | 0.23701
| 1098 | 2 | 9 | 8760 | 67 | 22 | 0.0187 | 0.15 | 0.6612 | 0.38081 | 0.1438 | 0.23701
| 1099 | 2 | 9 | 8760 | 67 | 22 | 0.0187 | 0.15 | 0.6612 | 0.38081 | 0.1438 | 0.23701
| 1100 | 2 | 9 | 8760 | 67 | 22 | 0.0187 | 0.15 | 0.6612 | 0.38081 | 0.1438 | 0.23701
| 1101 | 2 | 9 | 8760 | 67 | 22 | 0.0187 | 0.15 | 0.6612 | 0.38081 | 0.1438 | 0.23701
| 1102 | 2 | 9 | 8760 | 67 | 22 | 0.0187 | 0.15 | 0.6612 | 0.38081 | 0.1438 | 0.23701
| 1103 | 2 | 9 | 8760 | 67 | 22 | 0.0187 | 0.15 | 0.6612 | 0.38081 | 0.1438 | 0.23701
| 1104 | 2 | 9 | 8760 | 67 | 22 | 0.0187 | 0.15 | 0.6612 | 0.38081 | 0.1438 | 0.23701
| 1105 | 2 | 9 | 8760 | 67 | 22 | 0.0187 | 0.15 | 0.6612 | 0.38081 | 0.1438 | 0.23701
| 1106 | 2 | 9 | 8760 | 67 | 22 | 0.0187 | 0.15 | 0.6612 | 0.38081 | 0.1438 | 0.23701
| 1107 | 2 | 9 | 8760 | 67 | 22 | 0.0187 | 0.15 | 0.6612 | 0.38081 | 0.1438 | 0.23701
| 1108 | 2 | 9 | 8760 | 67 | 22 | 0.0187 | 0.15 | 0.6612 | 0.38081 | 0.1438 | 0.23701
| 1109 | 2 | 9 | 8760 | 67 | 22 | 0.0187 | 0.15 | 0.6612 | 0.38081 | 0.1438 | 0.23701
| 1110 | 2 | 9 | 8760 | 67 | 22 | 0.0187 | 0.15 | 0.6612 | 0.38081 | 0.1438 | 0.23701
| 1111 | 2 | 9 | 8760 | 67 | 22 | 0.0187 | 0.15 | 0.6612 | 0.38081 | 0.1438 | 0.23701
| 1112 | 2 | 9 | 8760 | 67 | 22 | 0.0187 | 0.15 | 0.6612 | 0.38081 | 0.1438 | 0.23701
| 1113 | 2 | 9 | 8760 | 67 | 22 | 0.0187 | 0.15 | 0.6612 | 0.38081 | 0.1438 | 0.23701
| 1114 | 2 | 9 | 8760 | 67 | 22 | 0.0187 | 0.15 | 0.6612 | 0.38081 | 0.1438 | 0.23701
| 1115 | 2 | 9 | 8760 | 67 | 22 | 0.0187 | 0.15 | 0.6612 | 0.38081 | 0.1438 | 0.23701
| 1116 | 2 | 9 | 8760 | 67 | 22 | 0.0187 | 0.15 | 0.6612 | 0.38081 | 0.1438 | 0.23701
| 1117 | 2 | 9 | 8760 | 67 | 22 | 0.0187 | 0.15 | 0.6612 | 0.38081 | 0.1438 | 0.23701
| 1118 | 2 | 9 | 8760 | 67 | 22 | 0.0187 | 0.15 | 0.6612 | 0.38081 | 0.1438 | 0.23701
| 1119 | 2 | 9 | 8760 | 67 | 22 | 0.0187 | 0.15 | 0.6612 | 0.38081 | 0.1438 | 0.23701
| 1120 | 2 | 9 | 8760 | 67 | 22 | 0.0187 | 0.15 | 0.6612 | 0.38081 | 0.1438 | 0.23701
| 1121 | 2 | 9 | 8760 | 67 | 22 | 0.0187 | 0.15 | 0.6612 | 0.38081 | 0.1438 | 0.23701
| 1122 | 2 | 9 | 8760 | 67 | 22 | 0.0187 | 0.15 | 0.6612 | 0.38081 | 0.1438 | 0.23701
| 1123 | 2 | 9 | 8760 | 67 | 22 | 0.0187 | 0.15 | 0.6612 | 0.38081 | 0.1438 | 0.23701
| 1124 | 2 | 9 | 8760 | 67 | 22 | 0.0187 | 0.15 | 0.6612 | 0.38081 | 0.1438 | 0.23701
| 1125 | 2 | 9 | 8760 | 67 | 22 | 0.0187 | 0.15 | 0.6612 | 0.38081 | 0.1438 | 0.23701
| 1126 | 2 | 9 | 8760 | 67 | 22 | 0.0187 | 0.15 | 0.6612 | 0.38081 | 0.1438 | 0.23701
| 1127 | 2 | 9 | 8760 | 67 | 22 | 0.0187 | 0.15 | 0.6612 | 0.38081 | 0.1438 | 0.23701
| 1128 | 2 | 9 | 8760 | 67 | 22 | 0.0187 | 0.15 | 0.6612 | 0.38081 | 0.1438 | 0.23701
| 1129 | 2 | 9 | 8760 | 67 | 22 | 0.0187 | 0.15 | 0.6612 | 0.38081 | 0.1438 | 0.23701
| 1130 | 2 | 9 | 8760 | 67 | 22 | 0.0187 | 0.15 | 0.6612 | 0.38081 | 0.1438 | 0.23701
| 1131 | 2 | 9 | 8760 | 67 | 22 | 0.0187 | 0.15 | 0.6612 | 0.38081 | 0.1438 | 0.23701
| 1132 | 2 | 9 | 8760 | 67 | 22 | 0.0187 | 0.15 | 0.6612 | 0.38081 | 0.1438 | 0.23701
| 1133 | 2 | 9 | 8760 | 67 | 22 | 0.0187 | 0.15 | 0.6612 | 0.38081 | 0.1438 | 0.23701
| 1134 | 2 | 9 | 8760 | 67 | 22 | 0.0187 | 0.15 | 0.6612 | 0.38081 | 0.1438 | 0.23701
| 1135 | 2 | 9 | 8760 | 67 | 22 | 0.0187 | 0.15 | 0.6612 | 0.38081 | 0.1438 | 0.23701
| 1136 | 2 | 9 | 8760 | 67 | 22 | 0.0187 | 0.15 | 0.6612 | 0.38081 | 0.1438 | 0.23701
| 1137 | 2 | 9 | 8760 | 67 | 22 | 0.0187 | 0.15 | 0.6612 | 0.38081 | 0.1438 | 0.23701
| 1138 | 3 | 9 | 8760 | 92 | 31 | 0.0187 | 0.15 | 0.6612 | 0.52291 | 0.20263 | 0.32028
| 1139 | 3 | 9 | 8760 | 92 | 31 | 0.0187 | 0.15 | 0.6612 | 0.52291 | 0.20263 | 0.32028
| 1140 | 3 | 9 | 8760 | 92 | 31 | 0.0187 | 0.15 | 0.6612 | 0.52291 | 0.20263 | 0.32028
| 1141 | 3 | 9 | 8760 | 92 | 31 | 0.0187 | 0.15 | 0.6612 | 0.52291 | 0.20263 | 0.32028
| 1142 | 3 | 9 | 8760 | 92 | 31 | 0.0187 | 0.15 | 0.6612 | 0.52291 | 0.20263 | 0.32028
| 1143 | 3 | 9 | 8760 | 92 | 31 | 0.0187 | 0.15 | 0.6612 | 0.52291 | 0.20263 | 0.32028
| 1144 | 3 | 9 | 8760 | 92 | 31 | 0.0187 | 0.15 | 0.6612 | 0.52291 | 0.20263 | 0.32028
| 1145 | 3 | 9 | 8760 | 92 | 31 | 0.0187 | 0.15 | 0.6612 | 0.52291 | 0.20263 | 0.32028
| 1146 | 3 | 9 | 8760 | 92 | 31 | 0.0187 | 0.15 | 0.6612 | 0.52291 | 0.20263 | 0.32028
| 1147 | 3 | 9 | 8760 | 92 | 31 | 0.0187 | 0.15 | 0.6612 | 0.52291 | 0.20263 | 0.32028
| 1148 | 3 | 9 | 8760 | 92 | 31 | 0.0187 | 0.15 | 0.6612 | 0.52291 | 0.20263 | 0.32028
| 1149 | 3 | 9 | 8760 | 92 | 31 | 0.0187 | 0.15 | 0.6612 | 0.52291 | 0.20263 | 0.32028
| 1150 | 3 | 9 | 8760 | 92 | 31 | 0.0187 | 0.15 | 0.6612 | 0.52291 | 0.20263 | 0.32028
| 1151 | 3 | 9 | 8760 | 92 | 31 | 0.0187 | 0.15 | 0.6612 | 0.52291 | 0.20263 | 0.32028
| 1152 | 3 | 9 | 8760 | 92 | 31 | 0.0187 | 0.15 | 0.6612 | 0.52291 | 0.20263 | 0.32028
| 1153 | 3 | 9 | 8760 | 92 | 31 | 0.0187 | 0.15 | 0.6612 | 0.52291 | 0.20263 | 0.32028
| 1154 | 3 | 9 | 8760 | 92 | 31 | 0.0187 | 0.15 | 0.6612 | 0.52291 | 0.20263 | 0.32028
| 1155 | 3 | 9 | 8760 | 92 | 31 | 0.0187 | 0.15 | 0.6612 | 0.52291 | 0.20263 | 0.32028
| 1156 | 3 | 9 | 8760 | 92 | 31 | 0.0187 | 0.15 | 0.6612 | 0.52291 | 0.20263 | 0.32028
| 1157 | 3 | 9 | 8760 | 92 | 31 | 0.0187 | 0.15 | 0.6612 | 0.52291 | 0.20263 | 0.32028
| 1158 | 3 | 9 | 8760 | 92 | 31 | 0.0187 | 0.15 | 0.6612 | 0.52291 | 0.20263 | 0.32028
| 1159 | 3 | 9 | 8760 | 92 | 31 | 0.0187 | 0.15 | 0.6612 | 0.52291 | 0.20263 | 0.32028
| 1160 | 3 | 9 | 8760 | 92 | 31 | 0.0187 | 0.15 | 0.6612 | 0.52291 | 0.20263 | 0.32028
| 1161 | 3 | 9 | 8760 | 92 | 31 | 0.0187 | 0.15 | 0.6612 | 0.52291 | 0.20263 | 0.32028
| 1162 | 3 | 9 | 8760 | 92 | 31 | 0.0187 | 0.15 | 0.6612 | 0.52291 | 0.20263 | 0.32028
| 1163 | 3 | 9 | 8760 | 92 | 31 | 0.0187 | 0.15 | 0.6612 | 0.52291 | 0.20263 | 0.32028
| 1164 | 3 | 9 | 8760 | 92 | 31 | 0.0187 | 0.15 | 0.6612 | 0.52291 | 0.20263 | 0.32028
| 1165 | 3 | 9 | 8760 | 92 | 31 | 0.0187 | 0.15 | 0.6612 | 0.52291 | 0.20263 | 0.32028
| 1166 | 3 | 9 | 8760 | 92 | 31 | 0.0187 | 0.15 | 0.6612 | 0.52291 | 0.20263 | 0.32028
| 1167 | 3 | 9 | 8760 | 92 | 31 | 0.0187 | 0.15 | 0.6612 | 0.52291 | 0.20263 | 0.32028
| 1168 | 3 | 9 | 8760 | 92 | 31 | 0.0187 | 0.15 | 0.6612 | 0.52291 | 0.20263 | 0.32028
| 1169 | 3 | 9 | 8760 | 92 | 31 | 0.0187 | 0.15 | 0.6612 | 0.52291 | 0.20263 | 0.32028
| 1170 | 3 | 9 | 8760 | 92 | 31 | 0.0187 | 0.15 | 0.6612 | 0.52291 | 0.20263 | 0.32028
| 1171 | 3 | 9 | 8760 | 92 | 31 | 0.0187 | 0.15 | 0.6612 | 0.52291 | 0.20263 | 0.32028
| 1172 | 3 | 9 | 8760 | 92 | 31 | 0.0187 | 0.15 | 0.6612 | 0.52291 | 0.20263 | 0.32028
| 1173 | 3 | 9 | 8760 | 92 | 31 | 0.0187 | 0.15 | 0.6612 | 0.52291 | 0.20263 | 0.32028
| 1174 | 3 | 9 | 8760 | 92 | 31 | 0.0187 | 0.15 | 0.6612 | 0.52291 | 0.20263 | 0.32028
| 1175 | 3 | 9 | 8760 | 92 | 31 | 0.0187 | 0.15 | 0.6612 | 0.52291 | 0.20263 | 0.32028
| 1176 | 3 | 9 | 8760 | 92 | 31 | 0.0187 | 0.15 | 0.6612 | 0.52291 | 0.20263 | 0.32028
| 1177 | 3 | 9 | 8760 | 92 | 31 | 0.0187 | 0.15 | 0.6612 | 0.52291 | 0.20263 | 0.32028
| 1178 | 3 | 9 | 8760 | 92 | 31 | 0.0187 | 0.15 | 0.6612 | 0.52291 | 0.20263 | 0.32028
| 1179 | 3 | 9 | 8760 | 92 | 31 | 0.0187 | 0.15 | 0.6612 | 0.52291 | 0.20263 | 0.32028
| 1180 | 3 | 9 | 8760 | 92 | 31 | 0.0187 | 0.15 | 0.6612 | 0.52291 | 0.20263 | 0.32028
| 1181 | 3 | 9 | 8760 | 92 | 31 | 0.0187 | 0.15 | 0.6612 | 0.52291 | 0.20263 | 0.32028
| 1182 | 3 | 9 | 8760 | 92 | 31 | 0.0187 | 0.15 | 0.6612 | 0.52291 | 0.20263 | 0.32028
| 1183 | 3 | 9 | 8760 | 92 | 31 | 0.0187 | 0.15 | 0.6612 | 0.52291 | 0.20263 | 0.32028
| 1184 | 3 | 9 | 8760 | 92 | 31 | 0.0187 | 0.15 | 0.6612 | 0.52291 | 0.20263 | 0.32028
| 1185 | 3 | 9 | 8760 | 92 | 31 | 0.0187 | 0.15 | 0.6612 | 0.52291 | 0.20263 | 0.32028
| 1186 | 3 | 9 | 8760 | 92 | 31 | 0.0187 | 0.15 | 0.6612 | 0.52291 | 0.20263 | 0.32028
| 1187 | 3 | 9 | 8760 | 92 | 31 | 0.0187 | 0.15 | 0.6612 | 0.52291 | 0.20263 | 0.32028
| 1188 | 3 | 9 | 8760 | 92 | 31 | 0.0187 | 0.15 | 0.6612 | 0.52291 | 0.20263 | 0.32028
| 1189 | 3 | 9 | 8760 | 92 | 31 | 0.0187 | 0.15 | 0.6612 | 0.52291 | 0.20263 | 0.32028
| 1190 | 3 | 9 | 8760 | 92 | 31 | 0.0187 | 0.15 | 0.6612 | 0.52291 | 0.20263 | 0.32028
| 1191 | 3 | 9 | 8760 | 92 | 31 | 0.0187 | 0.15 | 0.6612 | 0.52291 | 0.20263 | 0.32028
| 1192 | 3 | 9 | 8760 | 92 | 31 | 0.0187 | 0.15 | 0.6612 | 0.52291 | 0.20263 | 0.32028
| 1193 | 3 | 9 | 8760 | 92 | 31 | 0.0187 | 0.15 | 0.6612 | 0.52291 | 0.20263 | 0.32028
| 1194 | 3 | 9 | 8760 | 92 | 31 | 0.0187 | 0.15 | 0.6612 | 0.52291 | 0.20263 | 0.32028
| 1195 | 3 | 9 | 8760 | 92 | 31 | 0.0187 | 0.15 | 0.6612 | 0.52291 | 0.20263 | 0.32028
| 1196 | 3 | 9 | 8760 | 92 | 31 | 0.0187 | 0.15 | 0.6612 | 0.52291 | 0.20263 | 0.32028
| 1197 | 3 | 9 | 8760 | 92 | 31 | 0.0187 | 0.15 | 0.6612 | 0.52291 | 0.20263 | 0.32028
| 1198 | 3 | 9 | 8760 | 92 | 31 | 0.0187 | 0.15 | 0.6612 | 0.52291 | 0.20263 | 0.32028
| 1199 | 3 | 9 | 8760 | 92 | 31 | 0.0187 | 0.15 | 0.6612 | 0.52291 | 0.20263 | 0.32028
| 1200 | 3 | 9 | 8760 | 92 | 31 | 0.0187 | 0.15 | 0.6612 | 0.52291 | 0.20263 | 0.32028
| 1201 | 3 | 9 | 8760 | 92 | 31 | 0.0187 | 0.15 | 0.6612 | 0.52291 | 0.20263 | 0.32028
| 1202 | 3 | 9 | 8760 | 92 | 31 | 0.0187 | 0.15 | 0.6612 | 0.52291 | 0.20263 | 0.32028
| 1203 | 3 | 9 | 8760 | 92 | 31 | 0.0187 | 0.15 | 0.6612 | 0.52291 | 0.20263 | 0.32028
| 1204 | 3 | 9 | 8760 | 92 | 31 | 0.0187 | 0.15 | 0.6612 | 0.52291 | 0.20263 | 0.32028
| 1205 | 3 | 9 | 8760 | 92 | 31 | 0.0187 | 0.15 | 0.6612 | 0.52291 | 0.20263 | 0.32028
| 1206 | 3 | 9 | 8760 | 92 | 31 | 0.0187 | 0.15 | 0.6612 | 0.52291 | 0.20263 | 0.32028
| 1207 | 3 | 9 | 8760 | 92 | 31 | 0.0187 | 0.15 | 0.6612 | 0.52291 | 0.20263 | 0.32028
| 1208 | 10 | 9 | 8760 | 340 | 125 | 0.0187 | 0.15 | 0.6612 | 1.9325 | 0.81705 | 1.1154
| 1209 | 10 | 9 | 8760 | 340 | 125 | 0.0187 | 0.15 | 0.6612 | 1.9325 | 0.81705 | 1.1154
| 1210 | 10 | 9 | 8760 | 340 | 125 | 0.0187 | 0.15 | 0.6612 | 1.9325 | 0.81705 | 1.1154
| 1211 | 6 | 10 | 8760 | 192 | 64 | 0.0187 | 0.15 | 0.6612 | 1.0913 | 0.41833 | 0.67296
| 1212 | 6 | 10 | 8760 | 192 | 64 | 0.0187 | 0.15 | 0.6612 | 1.0913 | 0.41833 | 0.67296
| 1213 | 6 | 10 | 8760 | 192 | 64 | 0.0187 | 0.15 | 0.6612 | 1.0913 | 0.41833 | 0.67296
| 1214 | 6 | 10 | 8760 | 192 | 64 | 0.0187 | 0.15 | 0.6612 | 1.0913 | 0.41833 | 0.67296
| 1215 | 6 | 10 | 8760 | 192 | 64 | 0.0187 | 0.15 | 0.6612 | 1.0913 | 0.41833 | 0.67296
| 1216 | 6 | 10 | 8760 | 192 | 64 | 0.0187 | 0.15 | 0.6612 | 1.0913 | 0.41833 | 0.67296
| 1217 | 6 | 10 | 8760 | 192 | 64 | 0.0187 | 0.15 | 0.6612 | 1.0913 | 0.41833 | 0.67296
| 1218 | 6 | 10 | 8760 | 192 | 64 | 0.0187 | 0.15 | 0.6612 | 1.0913 | 0.41833 | 0.67296
| 1219 | 6 | 10 | 8760 | 192 | 64 | 0.0187 | 0.15 | 0.6612 | 1.0913 | 0.41833 | 0.67296
| 1220 | 6 | 10 | 8760 | 192 | 64 | 0.0187 | 0.15 | 0.6612 | 1.0913 | 0.41833 | 0.67296
| 1221 | 6 | 10 | 8760 | 192 | 64 | 0.0187 | 0.15 | 0.6612 | 1.0913 | 0.41833 | 0.67296
| 1222 | 6 | 10 | 8760 | 192 | 64 | 0.0187 | 0.15 | 0.6612 | 1.0913 | 0.41833 | 0.67296
| 1223 | 6 | 10 | 8760 | 192 | 64 | 0.0187 | 0.15 | 0.6612 | 1.0913 | 0.41833 | 0.67296
| 1224 | 6 | 10 | 8760 | 192 | 64 | 0.0187 | 0.15 | 0.6612 | 1.0913 | 0.41833 | 0.67296
| 1225 | 6 | 10 | 8760 | 192 | 64 | 0.0187 | 0.15 | 0.6612 | 1.0913 | 0.41833 | 0.67296
| 1226 | 6 | 10 | 8760 | 192 | 64 | 0.0187 | 0.15 | 0.6612 | 1.0913 | 0.41833 | 0.67296
| 1227 | 6 | 10 | 8760 | 192 | 64 | 0.0187 | 0.15 | 0.6612 | 1.0913 | 0.41833 | 0.67296
| 1228 | 6 | 10 | 8760 | 192 | 64 | 0.0187 | 0.15 | 0.6612 | 1.0913 | 0.41833 | 0.67296
| 1229 | 6 | 10 | 8760 | 192 | 64 | 0.0187 | 0.15 | 0.6612 | 1.0913 | 0.41833 | 0.67296
| 1230 | 6 | 10 | 8760 | 192 | 64 | 0.0187 | 0.15 | 0.6612 | 1.0913 | 0.41833 | 0.67296
| 1231 | 6 | 10 | 8760 | 192 | 64 | 0.0187 | 0.15 | 0.6612 | 1.0913 | 0.41833 | 0.67296
| 1232 | 6 | 10 | 8760 | 192 | 64 | 0.0187 | 0.15 | 0.6612 | 1.0913 | 0.41833 | 0.67296
| 1233 | 6 | 10 | 8760 | 192 | 64 | 0.0187 | 0.15 | 0.6612 | 1.0913 | 0.41833 | 0.67296
| 1234 | 6 | 10 | 8760 | 192 | 64 | 0.0187 | 0.15 | 0.6612 | 1.0913 | 0.41833 | 0.67296
| 1235 | 6 | 10 | 8760 | 192 | 64 | 0.0187 | 0.15 | 0.6612 | 1.0913 | 0.41833 | 0.67296
| 1236 | 6 | 10 | 8760 | 192 | 64 | 0.0187 | 0.15 | 0.6612 | 1.0913 | 0.41833 | 0.67296
| 1237 | 6 | 10 | 8760 | 192 | 64 | 0.0187 | 0.15 | 0.6612 | 1.0913 | 0.41833 | 0.67296
| 1238 | 6 | 10 | 8760 | 192 | 64 | 0.0187 | 0.15 | 0.6612 | 1.0913 | 0.41833 | 0.67296
| 1239 | 6 | 10 | 8760 | 192 | 64 | 0.0187 | 0.15 | 0.6612 | 1.0913 | 0.41833 | 0.67296
| 1240 | 6 | 10 | 8760 | 192 | 64 | 0.0187 | 0.15 | 0.6612 | 1.0913 | 0.41833 | 0.67296
| 1241 | 6 | 10 | 8760 | 192 | 64 | 0.0187 | 0.15 | 0.6612 | 1.0913 | 0.41833 | 0.67296
| 1242 | 6 | 10 | 8760 | 192 | 64 | 0.0187 | 0.15 | 0.6612 | 1.0913 | 0.41833 | 0.67296
| 1243 | 6 | 10 | 8760 | 192 | 64 | 0.0187 | 0.15 | 0.6612 | 1.0913 | 0.41833 | 0.67296
| 1244 | 6 | 10 | 8760 | 192 | 64 | 0.0187 | 0.15 | 0.6612 | 1.0913 | 0.41833 | 0.67296
| 1245 | 6 | 10 | 8760 | 192 | 64 | 0.0187 | 0.15 | 0.6612 | 1.0913 | 0.41833 | 0.67296
| 1246 | 6 | 10 | 8760 | 192 | 64 | 0.0187 | 0.15 | 0.6612 | 1.0913 | 0.41833 | 0.67296
| 1247 | 6 | 10 | 8760 | 192 | 64 | 0.0187 | 0.15 | 0.6612 | 1.0913 | 0.41833 | 0.67296
| 1248 | 6 | 10 | 8760 | 192 | 64 | 0.0187 | 0.15 | 0.6612 | 1.0913 | 0.41833 | 0.67296
| 1249 | 6 | 10 | 8760 | 192 | 64 | 0.0187 | 0.15 | 0.6612 | 1.0913 | 0.41833 | 0.67296
| 1250 | 6 | 10 | 8760 | 192 | 64 | 0.0187 | 0.15 | 0.6612 | 1.0913 | 0.41833 | 0.67296
| 1251 | 6 | 10 | 8760 | 192 | 64 | 0.0187 | 0.15 | 0.6612 | 1.0913 | 0.41833 | 0.67296
| 1252 | 6 | 10 | 8760 | 192 | 64 | 0.0187 | 0.15 | 0.6612 | 1.0913 | 0.41833 | 0.67296
| 1253 | 6 | 10 | 8760 | 192 | 64 | 0.0187 | 0.15 | 0.6612 | 1.0913 | 0.41833 | 0.67296
| 1254 | 6 | 10 | 8760 | 192 | 64 | 0.0187 | 0.15 | 0.6612 | 1.0913 | 0.41833 | 0.67296
| 1255 | 6 | 10 | 8760 | 192 | 64 | 0.0187 | 0.15 | 0.6612 | 1.0913 | 0.41833 | 0.67296
| 1256 | 6 | 10 | 8760 | 192 | 64 | 0.0187 | 0.15 | 0.6612 | 1.0913 | 0.41833 | 0.67296
| 1257 | 6 | 10 | 8760 | 192 | 64 | 0.0187 | 0.15 | 0.6612 | 1.0913 | 0.41833 | 0.67296
| 1258 | 6 | 10 | 8760 | 192 | 64 | 0.0187 | 0.15 | 0.6612 | 1.0913 | 0.41833 | 0.67296
| 1259 | 6 | 10 | 8760 | 192 | 64 | 0.0187 | 0.15 | 0.6612 | 1.0913 | 0.41833 | 0.67296
| 1260 | 6 | 10 | 8760 | 192 | 64 | 0.0187 | 0.15 | 0.6612 | 1.0913 | 0.41833 | 0.67296
| 1261 | 6 | 10 | 8760 | 192 | 64 | 0.0187 | 0.15 | 0.6612 | 1.0913 | 0.41833 | 0.67296
| 1262 | 6 | 10 | 8760 | 192 | 64 | 0.0187 | 0.15 | 0.6612 | 1.0913 | 0.41833 | 0.67296
| 1263 | 6 | 10 | 8760 | 192 | 64 | 0.0187 | 0.15 | 0.6612 | 1.0913 | 0.41833 | 0.67296
| 1264 | 6 | 10 | 8760 | 192 | 64 | 0.0187 | 0.15 | 0.6612 | 1.0913 | 0.41833 | 0.67296
| 1265 | 6 | 10 | 8760 | 192 | 64 | 0.0187 | 0.15 | 0.6612 | 1.0913 | 0.41833 | 0.67296
| 1266 | 6 | 10 | 8760 | 192 | 64 | 0.0187 | 0.15 | 0.6612 | 1.0913 | 0.41833 | 0.67296
| 1267 | 6 | 10 | 8760 | 192 | 64 | 0.0187 | 0.15 | 0.6612 | 1.0913 | 0.41833 | 0.67296
| 1268 | 6 | 10 | 8760 | 192 | 64 | 0.0187 | 0.15 | 0.6612 | 1.0913 | 0.41833 | 0.67296
| 1269 | 6 | 10 | 8760 | 192 | 64 | 0.0187 | 0.15 | 0.6612 | 1.0913 | 0.41833 | 0.67296
| 1270 | 6 | 10 | 8760 | 192 | 64 | 0.0187 | 0.15 | 0.6612 | 1.0913 | 0.41833 | 0.67296
| 1271 | 6 | 10 | 8760 | 192 | 64 | 0.0187 | 0.15 | 0.6612 | 1.0913 | 0.41833 | 0.67296
| 1272 | 6 | 10 | 8760 | 192 | 64 | 0.0187 | 0.15 | 0.6612 | 1.0913 | 0.41833 | 0.67296
| 1273 | 6 | 10 | 8760 | 192 | 64 | 0.0187 | 0.15 | 0.6612 | 1.0913 | 0.41833 | 0.67296
| 1274 | 6 | 10 | 8760 | 192 | 64 | 0.0187 | 0.15 | 0.6612 | 1.0913 | 0.41833 | 0.67296
| 1275 | 6 | 10 | 8760 | 192 | 64 | 0.0187 | 0.15 | 0.6612 | 1.0913 | 0.41833 | 0.67296
| 1276 | 6 | 10 | 8760 | 192 | 64 | 0.0187 | 0.15 | 0.6612 | 1.0913 | 0.41833 | 0.67296
| 1277 | 6 | 10 | 8760 | 192 | 64 | 0.0187 | 0.15 | 0.6612 | 1.0913 | 0.41833 | 0.67296
| 1278 | 6 | 10 | 8760 | 192 | 64 | 0.0187 | 0.15 | 0.6612 | 1.0913 | 0.41833 | 0.67296
| 1279 | 6 | 10 | 8760 | 192 | 64 | 0.0187 | 0.15 | 0.6612 | 1.0913 | 0.41833 | 0.67296
| 1280 | 6 | 10 | 8760 | 192 | 64 | 0.0187 | 0.15 | 0.6612 | 1.0913 | 0.41833 | 0.67296
| 1281 | 6 | 10 | 8760 | 192 | 64 | 0.0187 | 0.15 | 0.6612 | 1.0913 | 0.41833 | 0.67296
| 1282 | 6 | 10 | 8760 | 192 | 64 | 0.0187 | 0.15 | 0.6612 | 1.0913 | 0.41833 | 0.67296
| 1283 | 2 | 10 | 8760 | 67 | 22 | 0.0187 | 0.15 | 0.6612 | 0.38081 | 0.1438 | 0.23701
| 1284 | 2 | 10 | 8760 | 67 | 22 | 0.0187 | 0.15 | 0.6612 | 0.38081 | 0.1438 | 0.23701
| 1285 | 2 | 10 | 8760 | 67 | 22 | 0.0187 | 0.15 | 0.6612 | 0.38081 | 0.1438 | 0.23701
| 1286 | 2 | 10 | 8760 | 67 | 22 | 0.0187 | 0.15 | 0.6612 | 0.38081 | 0.1438 | 0.23701
| 1287 | 3 | 10 | 8760 | 92 | 31 | 0.0187 | 0.15 | 0.6612 | 0.52291 | 0.20263 | 0.32028
| 1288 | 3 | 10 | 8760 | 92 | 31 | 0.0187 | 0.15 | 0.6612 | 0.52291 | 0.20263 | 0.32028
| 1289 | 3 | 10 | 8760 | 92 | 31 | 0.0187 | 0.15 | 0.6612 | 0.52291 | 0.20263 | 0.32028
| 1290 | 3 | 10 | 8760 | 92 | 31 | 0.0187 | 0.15 | 0.6612 | 0.52291 | 0.20263 | 0.32028
| 1291 | 3 | 10 | 8760 | 92 | 31 | 0.0187 | 0.15 | 0.6612 | 0.52291 | 0.20263 | 0.32028
| 1292 | 3 | 10 | 8760 | 92 | 31 | 0.0187 | 0.15 | 0.6612 | 0.52291 | 0.20263 | 0.32028
| 1293 | 3 | 10 | 8760 | 92 | 31 | 0.0187 | 0.15 | 0.6612 | 0.52291 | 0.20263 | 0.32028
| 1294 | 3 | 10 | 8760 | 92 | 31 | 0.0187 | 0.15 | 0.6612 | 0.52291 | 0.20263 | 0.32028
| 1295 | 3 | 10 | 8760 | 92 | 31 | 0.0187 | 0.15 | 0.6612 | 0.52291 | 0.20263 | 0.32028
| 1296 | 3 | 10 | 8760 | 92 | 31 | 0.0187 | 0.15 | 0.6612 | 0.52291 | 0.20263 | 0.32028
| 1297 | 3 | 10 | 8760 | 92 | 31 | 0.0187 | 0.15 | 0.6612 | 0.52291 | 0.20263 | 0.32028
| 1298 | 3 | 10 | 8760 | 92 | 31 | 0.0187 | 0.15 | 0.6612 | 0.52291 | 0.20263 | 0.32028
| 1299 | 3 | 10 | 8760 | 92 | 31 | 0.0187 | 0.15 | 0.6612 | 0.52291 | 0.20263 | 0.32028
| 1300 | 3 | 10 | 8760 | 92 | 31 | 0.0187 | 0.15 | 0.6612 | 0.52291 | 0.20263 | 0.32028
| 1301 | 3 | 10 | 8760 | 92 | 31 | 0.0187 | 0.15 | 0.6612 | 0.52291 | 0.20263 | 0.32028
| 1302 | 3 | 10 | 8760 | 92 | 31 | 0.0187 | 0.15 | 0.6612 | 0.52291 | 0.20263 | 0.32028
| 1303 | 3 | 10 | 8760 | 92 | 31 | 0.0187 | 0.15 | 0.6612 | 0.52291 | 0.20263 | 0.32028
| 1304 | 3 | 10 | 8760 | 92 | 31 | 0.0187 | 0.15 | 0.6612 | 0.52291 | 0.20263 | 0.32028
| 1305 | 3 | 10 | 8760 | 92 | 31 | 0.0187 | 0.15 | 0.6612 | 0.52291 | 0.20263 | 0.32028
| 1306 | 3 | 10 | 8760 | 92 | 31 | 0.0187 | 0.15 | 0.6612 | 0.52291 | 0.20263 | 0.32028
| 1307 | 3 | 10 | 8760 | 92 | 31 | 0.0187 | 0.15 | 0.6612 | 0.52291 | 0.20263 | 0.32028
| 1308 | 3 | 10 | 8760 | 92 | 31 | 0.0187 | 0.15 | 0.6612 | 0.52291 | 0.20263 | 0.32028
| 1309 | 3 | 10 | 8760 | 92 | 31 | 0.0187 | 0.15 | 0.6612 | 0.52291 | 0.20263 | 0.32028
| 1310 | 3 | 10 | 8760 | 92 | 31 | 0.0187 | 0.15 | 0.6612 | 0.52291 | 0.20263 | 0.32028
| 1311 | 3 | 10 | 8760 | 92 | 31 | 0.0187 | 0.15 | 0.6612 | 0.52291 | 0.20263 | 0.32028
| 1312 | 3 | 10 | 8760 | 92 | 31 | 0.0187 | 0.15 | 0.6612 | 0.52291 | 0.20263 | 0.32028
| 1313 | 3 | 10 | 8760 | 92 | 31 | 0.0187 | 0.15 | 0.6612 | 0.52291 | 0.20263 | 0.32028
| 1314 | 3 | 10 | 8760 | 92 | 31 | 0.0187 | 0.15 | 0.6612 | 0.52291 | 0.20263 | 0.32028
| 1315 | 3 | 10 | 8760 | 92 | 31 | 0.0187 | 0.15 | 0.6612 | 0.52291 | 0.20263 | 0.32028
| 1316 | 3 | 10 | 8760 | 92 | 31 | 0.0187 | 0.15 | 0.6612 | 0.52291 | 0.20263 | 0.32028
| 1317 | 3 | 10 | 8760 | 92 | 31 | 0.0187 | 0.15 | 0.6612 | 0.52291 | 0.20263 | 0.32028
| 1318 | 3 | 10 | 8760 | 92 | 31 | 0.0187 | 0.15 | 0.6612 | 0.52291 | 0.20263 | 0.32028
| 1319 | 3 | 10 | 8760 | 92 | 31 | 0.0187 | 0.15 | 0.6612 | 0.52291 | 0.20263 | 0.32028
| 1320 | 3 | 10 | 8760 | 92 | 31 | 0.0187 | 0.15 | 0.6612 | 0.52291 | 0.20263 | 0.32028
| 1321 | 3 | 10 | 8760 | 92 | 31 | 0.0187 | 0.15 | 0.6612 | 0.52291 | 0.20263 | 0.32028
| 1322 | 3 | 10 | 8760 | 92 | 31 | 0.0187 | 0.15 | 0.6612 | 0.52291 | 0.20263 | 0.32028
| 1323 | 3 | 10 | 8760 | 92 | 31 | 0.0187 | 0.15 | 0.6612 | 0.52291 | 0.20263 | 0.32028
| 1324 | 3 | 10 | 8760 | 92 | 31 | 0.0187 | 0.15 | 0.6612 | 0.52291 | 0.20263 | 0.32028
| 1325 | 3 | 10 | 8760 | 92 | 31 | 0.0187 | 0.15 | 0.6612 | 0.52291 | 0.20263 | 0.32028
| 1326 | 3 | 10 | 8760 | 92 | 31 | 0.0187 | 0.15 | 0.6612 | 0.52291 | 0.20263 | 0.32028
| 1327 | 3 | 10 | 8760 | 92 | 31 | 0.0187 | 0.15 | 0.6612 | 0.52291 | 0.20263 | 0.32028
| 1328 | 3 | 10 | 8760 | 92 | 31 | 0.0187 | 0.15 | 0.6612 | 0.52291 | 0.20263 | 0.32028
| 1329 | 3 | 10 | 8760 | 92 | 31 | 0.0187 | 0.15 | 0.6612 | 0.52291 | 0.20263 | 0.32028
| 1330 | 3 | 10 | 8760 | 92 | 31 | 0.0187 | 0.15 | 0.6612 | 0.52291 | 0.20263 | 0.32028
| 1331 | 3 | 10 | 8760 | 92 | 31 | 0.0187 | 0.15 | 0.6612 | 0.52291 | 0.20263 | 0.32028
| 1332 | 3 | 10 | 8760 | 92 | 31 | 0.0187 | 0.15 | 0.6612 | 0.52291 | 0.20263 | 0.32028
| 1333 | 3 | 10 | 8760 | 92 | 31 | 0.0187 | 0.15 | 0.6612 | 0.52291 | 0.20263 | 0.32028
| 1334 | 3 | 10 | 8760 | 92 | 31 | 0.0187 | 0.15 | 0.6612 | 0.52291 | 0.20263 | 0.32028
| 1335 | 3 | 10 | 8760 | 92 | 31 | 0.0187 | 0.15 | 0.6612 | 0.52291 | 0.20263 | 0.32028
| 1336 | 3 | 10 | 8760 | 92 | 31 | 0.0187 | 0.15 | 0.6612 | 0.52291 | 0.20263 | 0.32028
| 1337 | 3 | 10 | 8760 | 92 | 31 | 0.0187 | 0.15 | 0.6612 | 0.52291 | 0.20263 | 0.32028
| 1338 | 3 | 10 | 8760 | 92 | 31 | 0.0187 | 0.15 | 0.6612 | 0.52291 | 0.20263 | 0.32028
| 1339 | 3 | 10 | 8760 | 92 | 31 | 0.0187 | 0.15 | 0.6612 | 0.52291 | 0.20263 | 0.32028
| 1340 | 3 | 10 | 8760 | 92 | 31 | 0.0187 | 0.15 | 0.6612 | 0.52291 | 0.20263 | 0.32028
| 1341 | 3 | 10 | 8760 | 92 | 31 | 0.0187 | 0.15 | 0.6612 | 0.52291 | 0.20263 | 0.32028
| 1342 | 3 | 10 | 8760 | 92 | 31 | 0.0187 | 0.15 | 0.6612 | 0.52291 | 0.20263 | 0.32028
| 1343 | 3 | 10 | 8760 | 92 | 31 | 0.0187 | 0.15 | 0.6612 | 0.52291 | 0.20263 | 0.32028
| 1344 | 3 | 10 | 8760 | 92 | 31 | 0.0187 | 0.15 | 0.6612 | 0.52291 | 0.20263 | 0.32028
| 1345 | 3 | 10 | 8760 | 92 | 31 | 0.0187 | 0.15 | 0.6612 | 0.52291 | 0.20263 | 0.32028
| 1346 | 3 | 10 | 8760 | 92 | 31 | 0.0187 | 0.15 | 0.6612 | 0.52291 | 0.20263 | 0.32028
| 1347 | 3 | 10 | 8760 | 92 | 31 | 0.0187 | 0.15 | 0.6612 | 0.52291 | 0.20263 | 0.32028
| 1348 | 3 | 10 | 8760 | 92 | 31 | 0.0187 | 0.15 | 0.6612 | 0.52291 | 0.20263 | 0.32028
| 1349 | 3 | 10 | 8760 | 92 | 31 | 0.0187 | 0.15 | 0.6612 | 0.52291 | 0.20263 | 0.32028
| 1350 | 3 | 10 | 8760 | 92 | 31 | 0.0187 | 0.15 | 0.6612 | 0.52291 | 0.20263 | 0.32028
| 1351 | 3 | 10 | 8760 | 92 | 31 | 0.0187 | 0.15 | 0.6612 | 0.52291 | 0.20263 | 0.32028
| 1352 | 3 | 10 | 8760 | 92 | 31 | 0.0187 | 0.15 | 0.6612 | 0.52291 | 0.20263 | 0.32028
| 1353 | 3 | 10 | 8760 | 92 | 31 | 0.0187 | 0.15 | 0.6612 | 0.52291 | 0.20263 | 0.32028
| 1354 | 3 | 10 | 8760 | 92 | 31 | 0.0187 | 0.15 | 0.6612 | 0.52291 | 0.20263 | 0.32028
| 1355 | 3 | 10 | 8760 | 92 | 31 | 0.0187 | 0.15 | 0.6612 | 0.52291 | 0.20263 | 0.32028
| 1356 | 3 | 10 | 8760 | 92 | 31 | 0.0187 | 0.15 | 0.6612 | 0.52291 | 0.20263 | 0.32028
| 1357 | 3 | 10 | 8760 | 92 | 31 | 0.0187 | 0.15 | 0.6612 | 0.52291 | 0.20263 | 0.32028
| 1358 | 3 | 10 | 8760 | 92 | 31 | 0.0187 | 0.15 | 0.6612 | 0.52291 | 0.20263 | 0.32028
| 1359 | 3 | 10 | 8760 | 92 | 31 | 0.0187 | 0.15 | 0.6612 | 0.52291 | 0.20263 | 0.32028
| 1360 | 3 | 10 | 8760 | 92 | 31 | 0.0187 | 0.15 | 0.6612 | 0.52291 | 0.20263 | 0.32028
| 1361 | 3 | 10 | 8760 | 92 | 31 | 0.0187 | 0.15 | 0.6612 | 0.52291 | 0.20263 | 0.32028
| 1362 | 3 | 10 | 8760 | 92 | 31 | 0.0187 | 0.15 | 0.6612 | 0.52291 | 0.20263 | 0.32028
| 1363 | 3 | 10 | 8760 | 92 | 31 | 0.0187 | 0.15 | 0.6612 | 0.52291 | 0.20263 | 0.32028
| 1364 | 3 | 10 | 8760 | 92 | 31 | 0.0187 | 0.15 | 0.6612 | 0.52291 | 0.20263 | 0.32028
| 1365 | 3 | 10 | 8760 | 92 | 31 | 0.0187 | 0.15 | 0.6612 | 0.52291 | 0.20263 | 0.32028
| 1366 | 3 | 10 | 8760 | 92 | 31 | 0.0187 | 0.15 | 0.6612 | 0.52291 | 0.20263 | 0.32028
| 1367 | 3 | 10 | 8760 | 92 | 31 | 0.0187 | 0.15 | 0.6612 | 0.52291 | 0.20263 | 0.32028
| 1368 | 3 | 10 | 8760 | 92 | 31 | 0.0187 | 0.15 | 0.6612 | 0.52291 | 0.20263 | 0.32028
| 1369 | 3 | 10 | 8760 | 92 | 31 | 0.0187 | 0.15 | 0.6612 | 0.52291 | 0.20263 | 0.32028
| 1370 | 3 | 10 | 8760 | 92 | 31 | 0.0187 | 0.15 | 0.6612 | 0.52291 | 0.20263 | 0.32028
| 1371 | 3 | 10 | 8760 | 92 | 31 | 0.0187 | 0.15 | 0.6612 | 0.52291 | 0.20263 | 0.32028
| 1372 | 3 | 10 | 8760 | 92 | 31 | 0.0187 | 0.15 | 0.6612 | 0.52291 | 0.20263 | 0.32028
| 1373 | 3 | 10 | 8760 | 92 | 31 | 0.0187 | 0.15 | 0.6612 | 0.52291 | 0.20263 | 0.32028
| 1374 | 3 | 10 | 8760 | 92 | 31 | 0.0187 | 0.15 | 0.6612 | 0.52291 | 0.20263 | 0.32028
| 1375 | 3 | 10 | 8760 | 92 | 31 | 0.0187 | 0.15 | 0.6612 | 0.52291 | 0.20263 | 0.32028
| 1376 | 3 | 10 | 8760 | 92 | 31 | 0.0187 | 0.15 | 0.6612 | 0.52291 | 0.20263 | 0.32028
| 1377 | 3 | 10 | 8760 | 92 | 31 | 0.0187 | 0.15 | 0.6612 | 0.52291 | 0.20263 | 0.32028
| 1378 | 3 | 10 | 8760 | 92 | 31 | 0.0187 | 0.15 | 0.6612 | 0.52291 | 0.20263 | 0.32028
| 1379 | 3 | 10 | 8760 | 92 | 31 | 0.0187 | 0.15 | 0.6612 | 0.52291 | 0.20263 | 0.32028
| 1380 | 3 | 10 | 8760 | 92 | 31 | 0.0187 | 0.15 | 0.6612 | 0.52291 | 0.20263 | 0.32028
| 1381 | 3 | 10 | 8760 | 92 | 31 | 0.0187 | 0.15 | 0.6612 | 0.52291 | 0.20263 | 0.32028
| 1382 | 3 | 10 | 8760 | 92 | 31 | 0.0187 | 0.15 | 0.6612 | 0.52291 | 0.20263 | 0.32028
| 1383 | 3 | 10 | 8760 | 92 | 31 | 0.0187 | 0.15 | 0.6612 | 0.52291 | 0.20263 | 0.32028
| 1384 | 3 | 10 | 8760 | 92 | 31 | 0.0187 | 0.15 | 0.6612 | 0.52291 | 0.20263 | 0.32028
| 1385 | 3 | 10 | 8760 | 92 | 31 | 0.0187 | 0.15 | 0.6612 | 0.52291 | 0.20263 | 0.32028
| 1386 | 3 | 10 | 8760 | 92 | 31 | 0.0187 | 0.15 | 0.6612 | 0.52291 | 0.20263 | 0.32028
| 1387 | 3 | 10 | 8760 | 92 | 31 | 0.0187 | 0.15 | 0.6612 | 0.52291 | 0.20263 | 0.32028
| 1388 | 3 | 10 | 8760 | 92 | 31 | 0.0187 | 0.15 | 0.6612 | 0.52291 | 0.20263 | 0.32028
| 1389 | 3 | 10 | 8760 | 92 | 31 | 0.0187 | 0.15 | 0.6612 | 0.52291 | 0.20263 | 0.32028
| 1390 | 3 | 10 | 8760 | 92 | 31 | 0.0187 | 0.15 | 0.6612 | 0.52291 | 0.20263 | 0.32028
| 1391 | 3 | 10 | 8760 | 92 | 31 | 0.0187 | 0.15 | 0.6612 | 0.52291 | 0.20263 | 0.32028
| 1392 | 3 | 10 | 8760 | 92 | 31 | 0.0187 | 0.15 | 0.6612 | 0.52291 | 0.20263 | 0.32028
| 1393 | 3 | 10 | 8760 | 92 | 31 | 0.0187 | 0.15 | 0.6612 | 0.52291 | 0.20263 | 0.32028
| 1394 | 3 | 10 | 8760 | 92 | 31 | 0.0187 | 0.15 | 0.6612 | 0.52291 | 0.20263 | 0.32028
| 1395 | 3 | 10 | 8760 | 92 | 31 | 0.0187 | 0.15 | 0.6612 | 0.52291 | 0.20263 | 0.32028
| 1396 | 3 | 10 | 8760 | 92 | 31 | 0.0187 | 0.15 | 0.6612 | 0.52291 | 0.20263 | 0.32028
| 1397 | 3 | 10 | 8760 | 92 | 31 | 0.0187 | 0.15 | 0.6612 | 0.52291 | 0.20263 | 0.32028
| 1398 | 3 | 10 | 8760 | 92 | 31 | 0.0187 | 0.15 | 0.6612 | 0.52291 | 0.20263 | 0.32028
| 1399 | 3 | 10 | 8760 | 92 | 31 | 0.0187 | 0.15 | 0.6612 | 0.52291 | 0.20263 | 0.32028
| 1400 | 3 | 10 | 8760 | 92 | 31 | 0.0187 | 0.15 | 0.6612 | 0.52291 | 0.20263 | 0.32028
| 1401 | 3 | 10 | 8760 | 92 | 31 | 0.0187 | 0.15 | 0.6612 | 0.52291 | 0.20263 | 0.32028
| 1402 | 3 | 10 | 8760 | 92 | 31 | 0.0187 | 0.15 | 0.6612 | 0.52291 | 0.20263 | 0.32028
| 1403 | 3 | 10 | 8760 | 92 | 31 | 0.0187 | 0.15 | 0.6612 | 0.52291 | 0.20263 | 0.32028
| 1404 | 3 | 10 | 8760 | 92 | 31 | 0.0187 | 0.15 | 0.6612 | 0.52291 | 0.20263 | 0.32028
| 1405 | 3 | 10 | 8760 | 92 | 31 | 0.0187 | 0.15 | 0.6612 | 0.52291 | 0.20263 | 0.32028
| 1406 | 3 | 10 | 8760 | 92 | 31 | 0.0187 | 0.15 | 0.6612 | 0.52291 | 0.20263 | 0.32028
| 1407 | 3 | 10 | 8760 | 92 | 31 | 0.0187 | 0.15 | 0.6612 | 0.52291 | 0.20263 | 0.32028
| 1408 | 3 | 10 | 8760 | 92 | 31 | 0.0187 | 0.15 | 0.6612 | 0.52291 | 0.20263 | 0.32028
| 1409 | 3 | 10 | 8760 | 92 | 31 | 0.0187 | 0.15 | 0.6612 | 0.52291 | 0.20263 | 0.32028
| 1410 | 3 | 10 | 8760 | 92 | 31 | 0.0187 | 0.15 | 0.6612 | 0.52291 | 0.20263 | 0.32028
| 1411 | 3 | 10 | 8760 | 92 | 31 | 0.0187 | 0.15 | 0.6612 | 0.52291 | 0.20263 | 0.32028
| 1412 | 3 | 10 | 8760 | 92 | 31 | 0.0187 | 0.15 | 0.6612 | 0.52291 | 0.20263 | 0.32028
| 1413 | 4 | 10 | 8760 | 108 | 36 | 0.0187 | 0.15 | 0.6612 | 0.61385 | 0.23531 | 0.37854
| 1414 | 4 | 10 | 8760 | 108 | 36 | 0.0187 | 0.15 | 0.6612 | 0.61385 | 0.23531 | 0.37854
| 1415 | 4 | 10 | 8760 | 108 | 36 | 0.0187 | 0.15 | 0.6612 | 0.61385 | 0.23531 | 0.37854
| 1416 | 4 | 10 | 8760 | 108 | 36 | 0.0187 | 0.15 | 0.6612 | 0.61385 | 0.23531 | 0.37854
| 1417 | 4 | 10 | 8760 | 108 | 36 | 0.0187 | 0.15 | 0.6612 | 0.61385 | 0.23531 | 0.37854
| 1418 | 4 | 10 | 8760 | 108 | 36 | 0.0187 | 0.15 | 0.6612 | 0.61385 | 0.23531 | 0.37854
| 1419 | 4 | 10 | 8760 | 108 | 36 | 0.0187 | 0.15 | 0.6612 | 0.61385 | 0.23531 | 0.37854
| 1420 | 4 | 10 | 8760 | 108 | 36 | 0.0187 | 0.15 | 0.6612 | 0.61385 | 0.23531 | 0.37854
| 1421 | 4 | 10 | 8760 | 108 | 36 | 0.0187 | 0.15 | 0.6612 | 0.61385 | 0.23531 | 0.37854
| 1422 | 4 | 10 | 8760 | 108 | 36 | 0.0187 | 0.15 | 0.6612 | 0.61385 | 0.23531 | 0.37854
| 1423 | 4 | 10 | 8760 | 108 | 36 | 0.0187 | 0.15 | 0.6612 | 0.61385 | 0.23531 | 0.37854
| 1424 | 4 | 10 | 8760 | 108 | 36 | 0.0187 | 0.15 | 0.6612 | 0.61385 | 0.23531 | 0.37854
| 1425 | 4 | 10 | 8760 | 108 | 36 | 0.0187 | 0.15 | 0.6612 | 0.61385 | 0.23531 | 0.37854
| 1426 | 4 | 10 | 8760 | 108 | 36 | 0.0187 | 0.15 | 0.6612 | 0.61385 | 0.23531 | 0.37854
| 1427 | 4 | 10 | 8760 | 108 | 36 | 0.0187 | 0.15 | 0.6612 | 0.61385 | 0.23531 | 0.37854
| 1428 | 4 | 10 | 8760 | 108 | 36 | 0.0187 | 0.15 | 0.6612 | 0.61385 | 0.23531 | 0.37854
| 1429 | 4 | 10 | 8760 | 108 | 36 | 0.0187 | 0.15 | 0.6612 | 0.61385 | 0.23531 | 0.37854
| 1430 | 4 | 10 | 8760 | 108 | 36 | 0.0187 | 0.15 | 0.6612 | 0.61385 | 0.23531 | 0.37854
| 1431 | 4 | 10 | 8760 | 108 | 36 | 0.0187 | 0.15 | 0.6612 | 0.61385 | 0.23531 | 0.37854
| 1432 | 4 | 10 | 8760 | 108 | 36 | 0.0187 | 0.15 | 0.6612 | 0.61385 | 0.23531 | 0.37854
| 1433 | 4 | 10 | 8760 | 108 | 36 | 0.0187 | 0.15 | 0.6612 | 0.61385 | 0.23531 | 0.37854
| 1434 | 4 | 10 | 8760 | 108 | 36 | 0.0187 | 0.15 | 0.6612 | 0.61385 | 0.23531 | 0.37854
| 1435 | 4 | 10 | 8760 | 108 | 36 | 0.0187 | 0.15 | 0.6612 | 0.61385 | 0.23531 | 0.37854
| 1436 | 4 | 10 | 8760 | 108 | 36 | 0.0187 | 0.15 | 0.6612 | 0.61385 | 0.23531 | 0.37854
| 1437 | 4 | 10 | 8760 | 108 | 36 | 0.0187 | 0.15 | 0.6612 | 0.61385 | 0.23531 | 0.37854
| 1438 | 4 | 10 | 8760 | 108 | 36 | 0.0187 | 0.15 | 0.6612 | 0.61385 | 0.23531 | 0.37854
| 1439 | 4 | 10 | 8760 | 108 | 36 | 0.0187 | 0.15 | 0.6612 | 0.61385 | 0.23531 | 0.37854
| 1440 | 4 | 10 | 8760 | 108 | 36 | 0.0187 | 0.15 | 0.6612 | 0.61385 | 0.23531 | 0.37854
| 1441 | 4 | 10 | 8760 | 108 | 36 | 0.0187 | 0.15 | 0.6612 | 0.61385 | 0.23531 | 0.37854
| 1442 | 4 | 10 | 8760 | 108 | 36 | 0.0187 | 0.15 | 0.6612 | 0.61385 | 0.23531 | 0.37854
| 1443 | 4 | 10 | 8760 | 108 | 36 | 0.0187 | 0.15 | 0.6612 | 0.61385 | 0.23531 | 0.37854
| 1444 | 4 | 10 | 8760 | 108 | 36 | 0.0187 | 0.15 | 0.6612 | 0.61385 | 0.23531 | 0.37854
| 1445 | 4 | 10 | 8760 | 108 | 36 | 0.0187 | 0.15 | 0.6612 | 0.61385 | 0.23531 | 0.37854
| 1446 | 4 | 10 | 8760 | 108 | 36 | 0.0187 | 0.15 | 0.6612 | 0.61385 | 0.23531 | 0.37854
| 1447 | 4 | 10 | 8760 | 108 | 36 | 0.0187 | 0.15 | 0.6612 | 0.61385 | 0.23531 | 0.37854
| 1448 | 4 | 10 | 8760 | 108 | 36 | 0.0187 | 0.15 | 0.6612 | 0.61385 | 0.23531 | 0.37854
| 1449 | 4 | 10 | 8760 | 108 | 36 | 0.0187 | 0.15 | 0.6612 | 0.61385 | 0.23531 | 0.37854
| 1450 | 4 | 10 | 8760 | 108 | 36 | 0.0187 | 0.15 | 0.6612 | 0.61385 | 0.23531 | 0.37854
| 1451 | 4 | 10 | 8760 | 108 | 36 | 0.0187 | 0.15 | 0.6612 | 0.61385 | 0.23531 | 0.37854
| 1452 | 4 | 10 | 8760 | 108 | 36 | 0.0187 | 0.15 | 0.6612 | 0.61385 | 0.23531 | 0.37854
| 1453 | 4 | 10 | 8760 | 108 | 36 | 0.0187 | 0.15 | 0.6612 | 0.61385 | 0.23531 | 0.37854
| 1454 | 4 | 10 | 8760 | 108 | 36 | 0.0187 | 0.15 | 0.6612 | 0.61385 | 0.23531 | 0.37854
| 1455 | 4 | 10 | 8760 | 108 | 36 | 0.0187 | 0.15 | 0.6612 | 0.61385 | 0.23531 | 0.37854
| 1456 | 4 | 10 | 8760 | 108 | 36 | 0.0187 | 0.15 | 0.6612 | 0.61385 | 0.23531 | 0.37854
| 1457 | 4 | 10 | 8760 | 108 | 36 | 0.0187 | 0.15 | 0.6612 | 0.61385 | 0.23531 | 0.37854
| 1458 | 4 | 10 | 8760 | 108 | 36 | 0.0187 | 0.15 | 0.6612 | 0.61385 | 0.23531 | 0.37854
| 1459 | 4 | 10 | 8760 | 108 | 36 | 0.0187 | 0.15 | 0.6612 | 0.61385 | 0.23531 | 0.37854
| 1460 | 4 | 10 | 8760 | 108 | 36 | 0.0187 | 0.15 | 0.6612 | 0.61385 | 0.23531 | 0.37854
| 1461 | 4 | 10 | 8760 | 108 | 36 | 0.0187 | 0.15 | 0.6612 | 0.61385 | 0.23531 | 0.37854
| 1462 | 4 | 10 | 8760 | 108 | 36 | 0.0187 | 0.15 | 0.6612 | 0.61385 | 0.23531 | 0.37854
| 1463 | 4 | 10 | 8760 | 108 | 36 | 0.0187 | 0.15 | 0.6612 | 0.61385 | 0.23531 | 0.37854
| 1464 | 4 | 10 | 8760 | 108 | 36 | 0.0187 | 0.15 | 0.6612 | 0.61385 | 0.23531 | 0.37854
| 1465 | 4 | 10 | 8760 | 108 | 36 | 0.0187 | 0.15 | 0.6612 | 0.61385 | 0.23531 | 0.37854
| 1466 | 4 | 10 | 8760 | 108 | 36 | 0.0187 | 0.15 | 0.6612 | 0.61385 | 0.23531 | 0.37854
| 1467 | 4 | 10 | 8760 | 108 | 36 | 0.0187 | 0.15 | 0.6612 | 0.61385 | 0.23531 | 0.37854
| 1468 | 4 | 10 | 8760 | 108 | 36 | 0.0187 | 0.15 | 0.6612 | 0.61385 | 0.23531 | 0.37854
| 1469 | 4 | 10 | 8760 | 108 | 36 | 0.0187 | 0.15 | 0.6612 | 0.61385 | 0.23531 | 0.37854
| 1470 | 4 | 10 | 8760 | 108 | 36 | 0.0187 | 0.15 | 0.6612 | 0.61385 | 0.23531 | 0.37854
| 1471 | 4 | 10 | 8760 | 108 | 36 | 0.0187 | 0.15 | 0.6612 | 0.61385 | 0.23531 | 0.37854
| 1472 | 4 | 10 | 8760 | 108 | 36 | 0.0187 | 0.15 | 0.6612 | 0.61385 | 0.23531 | 0.37854
| 1473 | 4 | 10 | 8760 | 108 | 36 | 0.0187 | 0.15 | 0.6612 | 0.61385 | 0.23531 | 0.37854
| 1474 | 4 | 10 | 8760 | 108 | 36 | 0.0187 | 0.15 | 0.6612 | 0.61385 | 0.23531 | 0.37854
| 1475 | 4 | 10 | 8760 | 108 | 36 | 0.0187 | 0.15 | 0.6612 | 0.61385 | 0.23531 | 0.37854
| 1476 | 4 | 10 | 8760 | 108 | 36 | 0.0187 | 0.15 | 0.6612 | 0.61385 | 0.23531 | 0.37854
| 1477 | 4 | 10 | 8760 | 108 | 36 | 0.0187 | 0.15 | 0.6612 | 0.61385 | 0.23531 | 0.37854
| 1478 | 4 | 10 | 8760 | 108 | 36 | 0.0187 | 0.15 | 0.6612 | 0.61385 | 0.23531 | 0.37854
| 1479 | 4 | 10 | 8760 | 108 | 36 | 0.0187 | 0.15 | 0.6612 | 0.61385 | 0.23531 | 0.37854
| 1480 | 4 | 10 | 8760 | 108 | 36 | 0.0187 | 0.15 | 0.6612 | 0.61385 | 0.23531 | 0.37854
| 1481 | 4 | 10 | 8760 | 108 | 36 | 0.0187 | 0.15 | 0.6612 | 0.61385 | 0.23531 | 0.37854
| 1482 | 4 | 10 | 8760 | 108 | 36 | 0.0187 | 0.15 | 0.6612 | 0.61385 | 0.23531 | 0.37854
| 1483 | 4 | 10 | 8760 | 108 | 36 | 0.0187 | 0.15 | 0.6612 | 0.61385 | 0.23531 | 0.37854
| 1484 | 4 | 10 | 8760 | 108 | 36 | 0.0187 | 0.15 | 0.6612 | 0.61385 | 0.23531 | 0.37854
| 1485 | 4 | 10 | 8760 | 108 | 36 | 0.0187 | 0.15 | 0.6612 | 0.61385 | 0.23531 | 0.37854
| 1486 | 4 | 10 | 8760 | 108 | 36 | 0.0187 | 0.15 | 0.6612 | 0.61385 | 0.23531 | 0.37854
| 1487 | 4 | 10 | 8760 | 108 | 36 | 0.0187 | 0.15 | 0.6612 | 0.61385 | 0.23531 | 0.37854
| 1488 | 4 | 10 | 8760 | 108 | 36 | 0.0187 | 0.15 | 0.6612 | 0.61385 | 0.23531 | 0.37854
| 1489 | 4 | 10 | 8760 | 108 | 36 | 0.0187 | 0.15 | 0.6612 | 0.61385 | 0.23531 | 0.37854
| 1490 | 4 | 10 | 8760 | 108 | 36 | 0.0187 | 0.15 | 0.6612 | 0.61385 | 0.23531 | 0.37854
| 1491 | 4 | 10 | 8760 | 108 | 36 | 0.0187 | 0.15 | 0.6612 | 0.61385 | 0.23531 | 0.37854
| 1492 | 4 | 10 | 8760 | 108 | 36 | 0.0187 | 0.15 | 0.6612 | 0.61385 | 0.23531 | 0.37854
| 1493 | 4 | 10 | 8760 | 108 | 36 | 0.0187 | 0.15 | 0.6612 | 0.61385 | 0.23531 | 0.37854
| 1494 | 4 | 10 | 8760 | 108 | 36 | 0.0187 | 0.15 | 0.6612 | 0.61385 | 0.23531 | 0.37854
| 1495 | 4 | 10 | 8760 | 108 | 36 | 0.0187 | 0.15 | 0.6612 | 0.61385 | 0.23531 | 0.37854
| 1496 | 4 | 10 | 8760 | 108 | 36 | 0.0187 | 0.15 | 0.6612 | 0.61385 | 0.23531 | 0.37854
| 1497 | 4 | 10 | 8760 | 108 | 36 | 0.0187 | 0.15 | 0.6612 | 0.61385 | 0.23531 | 0.37854
| 1498 | 4 | 10 | 8760 | 108 | 36 | 0.0187 | 0.15 | 0.6612 | 0.61385 | 0.23531 | 0.37854
| 1499 | 4 | 10 | 8760 | 108 | 36 | 0.0187 | 0.15 | 0.6612 | 0.61385 | 0.23531 | 0.37854
| 1500 | 4 | 10 | 8760 | 108 | 36 | 0.0187 | 0.15 | 0.6612 | 0.61385 | 0.23531 | 0.37854
| 1501 | 4 | 10 | 8760 | 108 | 36 | 0.0187 | 0.15 | 0.6612 | 0.61385 | 0.23531 | 0.37854
| 1502 | 4 | 10 | 8760 | 108 | 36 | 0.0187 | 0.15 | 0.6612 | 0.61385 | 0.23531 | 0.37854
| 1503 | 4 | 10 | 8760 | 108 | 36 | 0.0187 | 0.15 | 0.6612 | 0.61385 | 0.23531 | 0.37854
| 1504 | 4 | 10 | 8760 | 108 | 36 | 0.0187 | 0.15 | 0.6612 | 0.61385 | 0.23531 | 0.37854
| 1505 | 4 | 10 | 8760 | 108 | 36 | 0.0187 | 0.15 | 0.6612 | 0.61385 | 0.23531 | 0.37854
| 1506 | 4 | 10 | 8760 | 108 | 36 | 0.0187 | 0.15 | 0.6612 | 0.61385 | 0.23531 | 0.37854
| 1507 | 4 | 10 | 8760 | 108 | 36 | 0.0187 | 0.15 | 0.6612 | 0.61385 | 0.23531 | 0.37854
| 1508 | 4 | 10 | 8760 | 108 | 36 | 0.0187 | 0.15 | 0.6612 | 0.61385 | 0.23531 | 0.37854
| 1509 | 4 | 10 | 8760 | 108 | 36 | 0.0187 | 0.15 | 0.6612 | 0.61385 | 0.23531 | 0.37854
| 1510 | 4 | 10 | 8760 | 108 | 36 | 0.0187 | 0.15 | 0.6612 | 0.61385 | 0.23531 | 0.37854
| 1511 | 4 | 10 | 8760 | 108 | 36 | 0.0187 | 0.15 | 0.6612 | 0.61385 | 0.23531 | 0.37854
| 1512 | 4 | 10 | 8760 | 108 | 36 | 0.0187 | 0.15 | 0.6612 | 0.61385 | 0.23531 | 0.37854
| 1513 | 5 | 10 | 8760 | 148 | 49 | 0.0187 | 0.15 | 0.6612 | 0.8412 | 0.32028 | 0.52092
| 1514 | 7 | 10 | 8760 | 205 | 70 | 0.0187 | 0.15 | 0.6612 | 1.1652 | 0.45755 | 0.70763
| 1515 | 8 | 10 | 8760 | 280 | 95 | 0.0187 | 0.15 | 0.6612 | 1.5915 | 0.62096 | 0.97051
| 1516 | 8 | 10 | 8760 | 280 | 95 | 0.0187 | 0.15 | 0.6612 | 1.5915 | 0.62096 | 0.97051
| 1517 | 8 | 10 | 8760 | 280 | 95 | 0.0187 | 0.15 | 0.6612 | 1.5915 | 0.62096 | 0.97051
| 1518 | 8 | 10 | 8760 | 280 | 95 | 0.0187 | 0.15 | 0.6612 | 1.5915 | 0.62096 | 0.97051
| 1519 | 10 | 10 | 8760 | 340 | 125 | 0.0187 | 0.15 | 0.6612 | 1.9325 | 0.81705 | 1.1154
| 1520 | 10 | 10 | 8760 | 340 | 125 | 0.0187 | 0.15 | 0.6612 | 1.9325 | 0.81705 | 1.1154
| 1521 | 10 | 10 | 8760 | 340 | 125 | 0.0187 | 0.15 | 0.6612 | 1.9325 | 0.81705 | 1.1154
| 1522 | 10 | 10 | 8760 | 340 | 125 | 0.0187 | 0.15 | 0.6612 | 1.9325 | 0.81705 | 1.1154
| 1523 | 10 | 10 | 8760 | 340 | 125 | 0.0187 | 0.15 | 0.6612 | 1.9325 | 0.81705 | 1.1154
| 1524 | 10 | 10 | 8760 | 340 | 125 | 0.0187 | 0.15 | 0.6612 | 1.9325 | 0.81705 | 1.1154
| 1525 | 11 | 10 | 8760 | 390 | 145 | 0.0187 | 0.15 | 0.6612 | 2.2167 | 0.94777 | 1.2689
| 1526 | 11 | 10 | 8760 | 390 | 145 | 0.0187 | 0.15 | 0.6612 | 2.2167 | 0.94777 | 1.2689
| 1527 | 11 | 10 | 8760 | 390 | 145 | 0.0187 | 0.15 | 0.6612 | 2.2167 | 0.94777 | 1.2689
| 1528 | 12 | 10 | 8760 | 433 | 165 | 0.0187 | 0.15 | 0.6612 | 2.4611 | 1.0785 | 1.3826
| 1529 | 12 | 10 | 8760 | 433 | 165 | 0.0187 | 0.15 | 0.6612 | 2.4611 | 1.0785 | 1.3826
| 1530 | 12 | 10 | 8760 | 433 | 165 | 0.0187 | 0.15 | 0.6612 | 2.4611 | 1.0785 | 1.3826
| 1531 | 12 | 10 | 8760 | 433 | 165 | 0.0187 | 0.15 | 0.6612 | 2.4611 | 1.0785 | 1.3826
| 1532 | 12 | 10 | 8760 | 433 | 165 | 0.0187 | 0.15 | 0.6612 | 2.4611 | 1.0785 | 1.3826
| 1533 | 3 | 11 | 8760 | 92 | 31 | 0.0187 | 0.15 | 0.6612 | 0.52291 | 0.20263 | 0.32028
| 1534 | 3 | 11 | 8760 | 92 | 31 | 0.0187 | 0.15 | 0.6612 | 0.52291 | 0.20263 | 0.32028
| 1535 | 3 | 11 | 8760 | 92 | 31 | 0.0187 | 0.15 | 0.6612 | 0.52291 | 0.20263 | 0.32028
| 1536 | 3 | 11 | 8760 | 92 | 31 | 0.0187 | 0.15 | 0.6612 | 0.52291 | 0.20263 | 0.32028
| 1537 | 3 | 11 | 8760 | 92 | 31 | 0.0187 | 0.15 | 0.6612 | 0.52291 | 0.20263 | 0.32028
| 1538 | 3 | 11 | 8760 | 92 | 31 | 0.0187 | 0.15 | 0.6612 | 0.52291 | 0.20263 | 0.32028
| 1539 | 3 | 11 | 8760 | 92 | 31 | 0.0187 | 0.15 | 0.6612 | 0.52291 | 0.20263 | 0.32028
| 1540 | 3 | 11 | 8760 | 92 | 31 | 0.0187 | 0.15 | 0.6612 | 0.52291 | 0.20263 | 0.32028
| 1541 | 3 | 11 | 8760 | 92 | 31 | 0.0187 | 0.15 | 0.6612 | 0.52291 | 0.20263 | 0.32028
| 1542 | 3 | 11 | 8760 | 92 | 31 | 0.0187 | 0.15 | 0.6612 | 0.52291 | 0.20263 | 0.32028
| 1543 | 3 | 11 | 8760 | 92 | 31 | 0.0187 | 0.15 | 0.6612 | 0.52291 | 0.20263 | 0.32028
| 1544 | 3 | 11 | 8760 | 92 | 31 | 0.0187 | 0.15 | 0.6612 | 0.52291 | 0.20263 | 0.32028
| 1545 | 3 | 11 | 8760 | 92 | 31 | 0.0187 | 0.15 | 0.6612 | 0.52291 | 0.20263 | 0.32028
| 1546 | 3 | 11 | 8760 | 92 | 31 | 0.0187 | 0.15 | 0.6612 | 0.52291 | 0.20263 | 0.32028
| 1547 | 3 | 11 | 8760 | 92 | 31 | 0.0187 | 0.15 | 0.6612 | 0.52291 | 0.20263 | 0.32028
| 1548 | 3 | 11 | 8760 | 92 | 31 | 0.0187 | 0.15 | 0.6612 | 0.52291 | 0.20263 | 0.32028
| 1549 | 3 | 11 | 8760 | 92 | 31 | 0.0187 | 0.15 | 0.6612 | 0.52291 | 0.20263 | 0.32028
| 1550 | 3 | 11 | 8760 | 92 | 31 | 0.0187 | 0.15 | 0.6612 | 0.52291 | 0.20263 | 0.32028
| 1551 | 3 | 11 | 8760 | 92 | 31 | 0.0187 | 0.15 | 0.6612 | 0.52291 | 0.20263 | 0.32028
| 1552 | 3 | 11 | 8760 | 92 | 31 | 0.0187 | 0.15 | 0.6612 | 0.52291 | 0.20263 | 0.32028
| 1553 | 3 | 11 | 8760 | 92 | 31 | 0.0187 | 0.15 | 0.6612 | 0.52291 | 0.20263 | 0.32028
| 1554 | 3 | 11 | 8760 | 92 | 31 | 0.0187 | 0.15 | 0.6612 | 0.52291 | 0.20263 | 0.32028
| 1555 | 3 | 11 | 8760 | 92 | 31 | 0.0187 | 0.15 | 0.6612 | 0.52291 | 0.20263 | 0.32028
| 1556 | 3 | 11 | 8760 | 92 | 31 | 0.0187 | 0.15 | 0.6612 | 0.52291 | 0.20263 | 0.32028
| 1557 | 3 | 11 | 8760 | 92 | 31 | 0.0187 | 0.15 | 0.6612 | 0.52291 | 0.20263 | 0.32028
| 1558 | 3 | 11 | 8760 | 92 | 31 | 0.0187 | 0.15 | 0.6612 | 0.52291 | 0.20263 | 0.32028
| 1559 | 3 | 11 | 8760 | 92 | 31 | 0.0187 | 0.15 | 0.6612 | 0.52291 | 0.20263 | 0.32028
| 1560 | 3 | 11 | 8760 | 92 | 31 | 0.0187 | 0.15 | 0.6612 | 0.52291 | 0.20263 | 0.32028
| 1561 | 3 | 11 | 8760 | 92 | 31 | 0.0187 | 0.15 | 0.6612 | 0.52291 | 0.20263 | 0.32028
| 1562 | 3 | 11 | 8760 | 92 | 31 | 0.0187 | 0.15 | 0.6612 | 0.52291 | 0.20263 | 0.32028
| 1563 | 4 | 11 | 8760 | 108 | 36 | 0.0187 | 0.15 | 0.6612 | 0.61385 | 0.23531 | 0.37854
| 1564 | 4 | 11 | 8760 | 108 | 36 | 0.0187 | 0.15 | 0.6612 | 0.61385 | 0.23531 | 0.37854
| 1565 | 4 | 11 | 8760 | 108 | 36 | 0.0187 | 0.15 | 0.6612 | 0.61385 | 0.23531 | 0.37854
| 1566 | 4 | 11 | 8760 | 108 | 36 | 0.0187 | 0.15 | 0.6612 | 0.61385 | 0.23531 | 0.37854
| 1567 | 4 | 11 | 8760 | 108 | 36 | 0.0187 | 0.15 | 0.6612 | 0.61385 | 0.23531 | 0.37854
| 1568 | 4 | 11 | 8760 | 108 | 36 | 0.0187 | 0.15 | 0.6612 | 0.61385 | 0.23531 | 0.37854
| 1569 | 4 | 11 | 8760 | 108 | 36 | 0.0187 | 0.15 | 0.6612 | 0.61385 | 0.23531 | 0.37854
| 1570 | 4 | 11 | 8760 | 108 | 36 | 0.0187 | 0.15 | 0.6612 | 0.61385 | 0.23531 | 0.37854
| 1571 | 4 | 11 | 8760 | 108 | 36 | 0.0187 | 0.15 | 0.6612 | 0.61385 | 0.23531 | 0.37854
| 1572 | 4 | 11 | 8760 | 108 | 36 | 0.0187 | 0.15 | 0.6612 | 0.61385 | 0.23531 | 0.37854
| 1573 | 4 | 11 | 8760 | 108 | 36 | 0.0187 | 0.15 | 0.6612 | 0.61385 | 0.23531 | 0.37854
| 1574 | 4 | 11 | 8760 | 108 | 36 | 0.0187 | 0.15 | 0.6612 | 0.61385 | 0.23531 | 0.37854
| 1575 | 4 | 11 | 8760 | 108 | 36 | 0.0187 | 0.15 | 0.6612 | 0.61385 | 0.23531 | 0.37854
| 1576 | 4 | 11 | 8760 | 108 | 36 | 0.0187 | 0.15 | 0.6612 | 0.61385 | 0.23531 | 0.37854
| 1577 | 4 | 11 | 8760 | 108 | 36 | 0.0187 | 0.15 | 0.6612 | 0.61385 | 0.23531 | 0.37854
| 1578 | 4 | 11 | 8760 | 108 | 36 | 0.0187 | 0.15 | 0.6612 | 0.61385 | 0.23531 | 0.37854
| 1579 | 4 | 11 | 8760 | 108 | 36 | 0.0187 | 0.15 | 0.6612 | 0.61385 | 0.23531 | 0.37854
| 1580 | 4 | 11 | 8760 | 108 | 36 | 0.0187 | 0.15 | 0.6612 | 0.61385 | 0.23531 | 0.37854
| 1581 | 4 | 11 | 8760 | 108 | 36 | 0.0187 | 0.15 | 0.6612 | 0.61385 | 0.23531 | 0.37854
| 1582 | 4 | 11 | 8760 | 108 | 36 | 0.0187 | 0.15 | 0.6612 | 0.61385 | 0.23531 | 0.37854
| 1583 | 4 | 11 | 8760 | 108 | 36 | 0.0187 | 0.15 | 0.6612 | 0.61385 | 0.23531 | 0.37854
| 1584 | 4 | 11 | 8760 | 108 | 36 | 0.0187 | 0.15 | 0.6612 | 0.61385 | 0.23531 | 0.37854
| 1585 | 4 | 11 | 8760 | 108 | 36 | 0.0187 | 0.15 | 0.6612 | 0.61385 | 0.23531 | 0.37854
| 1586 | 4 | 11 | 8760 | 108 | 36 | 0.0187 | 0.15 | 0.6612 | 0.61385 | 0.23531 | 0.37854
| 1587 | 4 | 11 | 8760 | 108 | 36 | 0.0187 | 0.15 | 0.6612 | 0.61385 | 0.23531 | 0.37854
| 1588 | 4 | 11 | 8760 | 108 | 36 | 0.0187 | 0.15 | 0.6612 | 0.61385 | 0.23531 | 0.37854
| 1589 | 4 | 11 | 8760 | 108 | 36 | 0.0187 | 0.15 | 0.6612 | 0.61385 | 0.23531 | 0.37854
| 1590 | 5 | 11 | 8760 | 148 | 49 | 0.0187 | 0.15 | 0.6612 | 0.8412 | 0.32028 | 0.52092
| 1591 | 5 | 11 | 8760 | 148 | 49 | 0.0187 | 0.15 | 0.6612 | 0.8412 | 0.32028 | 0.52092
| 1592 | 5 | 11 | 8760 | 148 | 49 | 0.0187 | 0.15 | 0.6612 | 0.8412 | 0.32028 | 0.52092
| 1593 | 5 | 11 | 8760 | 148 | 49 | 0.0187 | 0.15 | 0.6612 | 0.8412 | 0.32028 | 0.52092
| 1594 | 5 | 11 | 8760 | 148 | 49 | 0.0187 | 0.15 | 0.6612 | 0.8412 | 0.32028 | 0.52092
| 1595 | 5 | 11 | 8760 | 148 | 49 | 0.0187 | 0.15 | 0.6612 | 0.8412 | 0.32028 | 0.52092
| 1596 | 5 | 11 | 8760 | 148 | 49 | 0.0187 | 0.15 | 0.6612 | 0.8412 | 0.32028 | 0.52092
| 1597 | 5 | 11 | 8760 | 148 | 49 | 0.0187 | 0.15 | 0.6612 | 0.8412 | 0.32028 | 0.52092
| 1598 | 5 | 11 | 8760 | 148 | 49 | 0.0187 | 0.15 | 0.6612 | 0.8412 | 0.32028 | 0.52092
| 1599 | 5 | 11 | 8760 | 148 | 49 | 0.0187 | 0.15 | 0.6612 | 0.8412 | 0.32028 | 0.52092
| 1600 | 5 | 11 | 8760 | 148 | 49 | 0.0187 | 0.15 | 0.6612 | 0.8412 | 0.32028 | 0.52092
| 1601 | 5 | 11 | 8760 | 148 | 49 | 0.0187 | 0.15 | 0.6612 | 0.8412 | 0.32028 | 0.52092
| 1602 | 5 | 11 | 8760 | 148 | 49 | 0.0187 | 0.15 | 0.6612 | 0.8412 | 0.32028 | 0.52092
| 1603 | 5 | 11 | 8760 | 148 | 49 | 0.0187 | 0.15 | 0.6612 | 0.8412 | 0.32028 | 0.52092
| 1604 | 5 | 11 | 8760 | 148 | 49 | 0.0187 | 0.15 | 0.6612 | 0.8412 | 0.32028 | 0.52092
| 1605 | 5 | 11 | 8760 | 148 | 49 | 0.0187 | 0.15 | 0.6612 | 0.8412 | 0.32028 | 0.52092
| 1606 | 5 | 11 | 8760 | 148 | 49 | 0.0187 | 0.15 | 0.6612 | 0.8412 | 0.32028 | 0.52092
| 1607 | 5 | 11 | 8760 | 148 | 49 | 0.0187 | 0.15 | 0.6612 | 0.8412 | 0.32028 | 0.52092
| 1608 | 5 | 11 | 8760 | 148 | 49 | 0.0187 | 0.15 | 0.6612 | 0.8412 | 0.32028 | 0.52092
| 1609 | 5 | 11 | 8760 | 148 | 49 | 0.0187 | 0.15 | 0.6612 | 0.8412 | 0.32028 | 0.52092
| 1610 | 5 | 11 | 8760 | 148 | 49 | 0.0187 | 0.15 | 0.6612 | 0.8412 | 0.32028 | 0.52092
| 1611 | 5 | 11 | 8760 | 148 | 49 | 0.0187 | 0.15 | 0.6612 | 0.8412 | 0.32028 | 0.52092
| 1612 | 5 | 11 | 8760 | 148 | 49 | 0.0187 | 0.15 | 0.6612 | 0.8412 | 0.32028 | 0.52092
| 1613 | 5 | 11 | 8760 | 148 | 49 | 0.0187 | 0.15 | 0.6612 | 0.8412 | 0.32028 | 0.52092
| 1614 | 5 | 11 | 8760 | 148 | 49 | 0.0187 | 0.15 | 0.6612 | 0.8412 | 0.32028 | 0.52092
| 1615 | 12 | 11 | 8760 | 433 | 165 | 0.0187 | 0.15 | 0.6612 | 2.4611 | 1.0785 | 1.3826
| 1616 | 12 | 11 | 8760 | 433 | 165 | 0.0187 | 0.15 | 0.6612 | 2.4611 | 1.0785 | 1.3826
| 1617 | 3 | 12 | 8760 | 92 | 31 | 0.0187 | 0.15 | 0.6612 | 0.52291 | 0.20263 | 0.32028
| 1618 | 3 | 12 | 8760 | 92 | 31 | 0.0187 | 0.15 | 0.6612 | 0.52291 | 0.20263 | 0.32028
| 1619 | 3 | 12 | 8760 | 92 | 31 | 0.0187 | 0.15 | 0.6612 | 0.52291 | 0.20263 | 0.32028
| 1620 | 3 | 12 | 8760 | 92 | 31 | 0.0187 | 0.15 | 0.6612 | 0.52291 | 0.20263 | 0.32028
| 1621 | 3 | 12 | 8760 | 92 | 31 | 0.0187 | 0.15 | 0.6612 | 0.52291 | 0.20263 | 0.32028
| 1622 | 3 | 12 | 8760 | 92 | 31 | 0.0187 | 0.15 | 0.6612 | 0.52291 | 0.20263 | 0.32028
| 1623 | 3 | 12 | 8760 | 92 | 31 | 0.0187 | 0.15 | 0.6612 | 0.52291 | 0.20263 | 0.32028
| 1624 | 3 | 12 | 8760 | 92 | 31 | 0.0187 | 0.15 | 0.6612 | 0.52291 | 0.20263 | 0.32028
| 1625 | 3 | 12 | 8760 | 92 | 31 | 0.0187 | 0.15 | 0.6612 | 0.52291 | 0.20263 | 0.32028
| 1626 | 3 | 12 | 8760 | 92 | 31 | 0.0187 | 0.15 | 0.6612 | 0.52291 | 0.20263 | 0.32028
| 1627 | 3 | 12 | 8760 | 92 | 31 | 0.0187 | 0.15 | 0.6612 | 0.52291 | 0.20263 | 0.32028
| 1628 | 3 | 12 | 8760 | 92 | 31 | 0.0187 | 0.15 | 0.6612 | 0.52291 | 0.20263 | 0.32028
| 1629 | 3 | 12 | 8760 | 92 | 31 | 0.0187 | 0.15 | 0.6612 | 0.52291 | 0.20263 | 0.32028
| 1630 | 3 | 12 | 8760 | 92 | 31 | 0.0187 | 0.15 | 0.6612 | 0.52291 | 0.20263 | 0.32028
| 1631 | 3 | 12 | 8760 | 92 | 31 | 0.0187 | 0.15 | 0.6612 | 0.52291 | 0.20263 | 0.32028
| 1632 | 3 | 12 | 8760 | 92 | 31 | 0.0187 | 0.15 | 0.6612 | 0.52291 | 0.20263 | 0.32028
| 1633 | 3 | 12 | 8760 | 92 | 31 | 0.0187 | 0.15 | 0.6612 | 0.52291 | 0.20263 | 0.32028
| 1634 | 3 | 12 | 8760 | 92 | 31 | 0.0187 | 0.15 | 0.6612 | 0.52291 | 0.20263 | 0.32028
| 1635 | 3 | 12 | 8760 | 92 | 31 | 0.0187 | 0.15 | 0.6612 | 0.52291 | 0.20263 | 0.32028
| 1636 | 3 | 12 | 8760 | 92 | 31 | 0.0187 | 0.15 | 0.6612 | 0.52291 | 0.20263 | 0.32028
| 1637 | 3 | 12 | 8760 | 92 | 31 | 0.0187 | 0.15 | 0.6612 | 0.52291 | 0.20263 | 0.32028
| 1638 | 3 | 12 | 8760 | 92 | 31 | 0.0187 | 0.15 | 0.6612 | 0.52291 | 0.20263 | 0.32028
| 1639 | 3 | 12 | 8760 | 92 | 31 | 0.0187 | 0.15 | 0.6612 | 0.52291 | 0.20263 | 0.32028
| 1640 | 3 | 12 | 8760 | 92 | 31 | 0.0187 | 0.15 | 0.6612 | 0.52291 | 0.20263 | 0.32028
| 1641 | 3 | 12 | 8760 | 92 | 31 | 0.0187 | 0.15 | 0.6612 | 0.52291 | 0.20263 | 0.32028
| 1642 | 3 | 12 | 8760 | 92 | 31 | 0.0187 | 0.15 | 0.6612 | 0.52291 | 0.20263 | 0.32028
| 1643 | 3 | 12 | 8760 | 92 | 31 | 0.0187 | 0.15 | 0.6612 | 0.52291 | 0.20263 | 0.32028
| 1644 | 3 | 12 | 8760 | 92 | 31 | 0.0187 | 0.15 | 0.6612 | 0.52291 | 0.20263 | 0.32028
| 1645 | 3 | 12 | 8760 | 92 | 31 | 0.0187 | 0.15 | 0.6612 | 0.52291 | 0.20263 | 0.32028
| 1646 | 3 | 12 | 8760 | 92 | 31 | 0.0187 | 0.15 | 0.6612 | 0.52291 | 0.20263 | 0.32028
| 1647 | 3 | 12 | 8760 | 92 | 31 | 0.0187 | 0.15 | 0.6612 | 0.52291 | 0.20263 | 0.32028
| 1648 | 3 | 12 | 8760 | 92 | 31 | 0.0187 | 0.15 | 0.6612 | 0.52291 | 0.20263 | 0.32028
| 1649 | 3 | 12 | 8760 | 92 | 31 | 0.0187 | 0.15 | 0.6612 | 0.52291 | 0.20263 | 0.32028
| 1650 | 3 | 12 | 8760 | 92 | 31 | 0.0187 | 0.15 | 0.6612 | 0.52291 | 0.20263 | 0.32028
| 1651 | 3 | 12 | 8760 | 92 | 31 | 0.0187 | 0.15 | 0.6612 | 0.52291 | 0.20263 | 0.32028
| 1652 | 3 | 12 | 8760 | 92 | 31 | 0.0187 | 0.15 | 0.6612 | 0.52291 | 0.20263 | 0.32028
| 1653 | 3 | 12 | 8760 | 92 | 31 | 0.0187 | 0.15 | 0.6612 | 0.52291 | 0.20263 | 0.32028
| 1654 | 3 | 12 | 8760 | 92 | 31 | 0.0187 | 0.15 | 0.6612 | 0.52291 | 0.20263 | 0.32028
| 1655 | 3 | 12 | 8760 | 92 | 31 | 0.0187 | 0.15 | 0.6612 | 0.52291 | 0.20263 | 0.32028
| 1656 | 3 | 12 | 8760 | 92 | 31 | 0.0187 | 0.15 | 0.6612 | 0.52291 | 0.20263 | 0.32028
| 1657 | 3 | 12 | 8760 | 92 | 31 | 0.0187 | 0.15 | 0.6612 | 0.52291 | 0.20263 | 0.32028
| 1658 | 3 | 12 | 8760 | 92 | 31 | 0.0187 | 0.15 | 0.6612 | 0.52291 | 0.20263 | 0.32028
| 1659 | 3 | 12 | 8760 | 92 | 31 | 0.0187 | 0.15 | 0.6612 | 0.52291 | 0.20263 | 0.32028
| 1660 | 3 | 12 | 8760 | 92 | 31 | 0.0187 | 0.15 | 0.6612 | 0.52291 | 0.20263 | 0.32028
| 1661 | 3 | 12 | 8760 | 92 | 31 | 0.0187 | 0.15 | 0.6612 | 0.52291 | 0.20263 | 0.32028
| 1662 | 3 | 12 | 8760 | 92 | 31 | 0.0187 | 0.15 | 0.6612 | 0.52291 | 0.20263 | 0.32028
| 1663 | 3 | 12 | 8760 | 92 | 31 | 0.0187 | 0.15 | 0.6612 | 0.52291 | 0.20263 | 0.32028
| 1664 | 3 | 12 | 8760 | 92 | 31 | 0.0187 | 0.15 | 0.6612 | 0.52291 | 0.20263 | 0.32028
| 1665 | 3 | 12 | 8760 | 92 | 31 | 0.0187 | 0.15 | 0.6612 | 0.52291 | 0.20263 | 0.32028
| 1666 | 3 | 12 | 8760 | 92 | 31 | 0.0187 | 0.15 | 0.6612 | 0.52291 | 0.20263 | 0.32028
| 1667 | 3 | 12 | 8760 | 92 | 31 | 0.0187 | 0.15 | 0.6612 | 0.52291 | 0.20263 | 0.32028
| 1668 | 3 | 12 | 8760 | 92 | 31 | 0.0187 | 0.15 | 0.6612 | 0.52291 | 0.20263 | 0.32028
| 1669 | 3 | 12 | 8760 | 92 | 31 | 0.0187 | 0.15 | 0.6612 | 0.52291 | 0.20263 | 0.32028
| 1670 | 3 | 12 | 8760 | 92 | 31 | 0.0187 | 0.15 | 0.6612 | 0.52291 | 0.20263 | 0.32028
| 1671 | 3 | 12 | 8760 | 92 | 31 | 0.0187 | 0.15 | 0.6612 | 0.52291 | 0.20263 | 0.32028
| 1672 | 3 | 12 | 8760 | 92 | 31 | 0.0187 | 0.15 | 0.6612 | 0.52291 | 0.20263 | 0.32028
| 1673 | 3 | 12 | 8760 | 92 | 31 | 0.0187 | 0.15 | 0.6612 | 0.52291 | 0.20263 | 0.32028
| 1674 | 3 | 12 | 8760 | 92 | 31 | 0.0187 | 0.15 | 0.6612 | 0.52291 | 0.20263 | 0.32028
| 1675 | 3 | 12 | 8760 | 92 | 31 | 0.0187 | 0.15 | 0.6612 | 0.52291 | 0.20263 | 0.32028
| 1676 | 3 | 12 | 8760 | 92 | 31 | 0.0187 | 0.15 | 0.6612 | 0.52291 | 0.20263 | 0.32028
| 1677 | 3 | 12 | 8760 | 92 | 31 | 0.0187 | 0.15 | 0.6612 | 0.52291 | 0.20263 | 0.32028
| 1678 | 3 | 12 | 8760 | 92 | 31 | 0.0187 | 0.15 | 0.6612 | 0.52291 | 0.20263 | 0.32028
| 1679 | 3 | 12 | 8760 | 92 | 31 | 0.0187 | 0.15 | 0.6612 | 0.52291 | 0.20263 | 0.32028
| 1680 | 3 | 12 | 8760 | 92 | 31 | 0.0187 | 0.15 | 0.6612 | 0.52291 | 0.20263 | 0.32028
| 1681 | 3 | 12 | 8760 | 92 | 31 | 0.0187 | 0.15 | 0.6612 | 0.52291 | 0.20263 | 0.32028
| 1682 | 3 | 12 | 8760 | 92 | 31 | 0.0187 | 0.15 | 0.6612 | 0.52291 | 0.20263 | 0.32028
| 1683 | 3 | 12 | 8760 | 92 | 31 | 0.0187 | 0.15 | 0.6612 | 0.52291 | 0.20263 | 0.32028
| 1684 | 3 | 12 | 8760 | 92 | 31 | 0.0187 | 0.15 | 0.6612 | 0.52291 | 0.20263 | 0.32028
| 1685 | 3 | 12 | 8760 | 92 | 31 | 0.0187 | 0.15 | 0.6612 | 0.52291 | 0.20263 | 0.32028
| 1686 | 3 | 12 | 8760 | 92 | 31 | 0.0187 | 0.15 | 0.6612 | 0.52291 | 0.20263 | 0.32028
| 1687 | 3 | 12 | 8760 | 92 | 31 | 0.0187 | 0.15 | 0.6612 | 0.52291 | 0.20263 | 0.32028
| 1688 | 3 | 12 | 8760 | 92 | 31 | 0.0187 | 0.15 | 0.6612 | 0.52291 | 0.20263 | 0.32028
| 1689 | 3 | 12 | 8760 | 92 | 31 | 0.0187 | 0.15 | 0.6612 | 0.52291 | 0.20263 | 0.32028
| 1690 | 3 | 12 | 8760 | 92 | 31 | 0.0187 | 0.15 | 0.6612 | 0.52291 | 0.20263 | 0.32028
| 1691 | 3 | 12 | 8760 | 92 | 31 | 0.0187 | 0.15 | 0.6612 | 0.52291 | 0.20263 | 0.32028
| 1692 | 3 | 12 | 8760 | 92 | 31 | 0.0187 | 0.15 | 0.6612 | 0.52291 | 0.20263 | 0.32028
| 1693 | 3 | 12 | 8760 | 92 | 31 | 0.0187 | 0.15 | 0.6612 | 0.52291 | 0.20263 | 0.32028
| 1694 | 3 | 12 | 8760 | 92 | 31 | 0.0187 | 0.15 | 0.6612 | 0.52291 | 0.20263 | 0.32028
| 1695 | 3 | 12 | 8760 | 92 | 31 | 0.0187 | 0.15 | 0.6612 | 0.52291 | 0.20263 | 0.32028
| 1696 | 3 | 12 | 8760 | 92 | 31 | 0.0187 | 0.15 | 0.6612 | 0.52291 | 0.20263 | 0.32028
| 1697 | 3 | 12 | 8760 | 92 | 31 | 0.0187 | 0.15 | 0.6612 | 0.52291 | 0.20263 | 0.32028
| 1698 | 3 | 12 | 8760 | 92 | 31 | 0.0187 | 0.15 | 0.6612 | 0.52291 | 0.20263 | 0.32028
| 1699 | 3 | 12 | 8760 | 92 | 31 | 0.0187 | 0.15 | 0.6612 | 0.52291 | 0.20263 | 0.32028
| 1700 | 3 | 12 | 8760 | 92 | 31 | 0.0187 | 0.15 | 0.6612 | 0.52291 | 0.20263 | 0.32028
| 1701 | 3 | 12 | 8760 | 92 | 31 | 0.0187 | 0.15 | 0.6612 | 0.52291 | 0.20263 | 0.32028
| 1702 | 3 | 12 | 8760 | 92 | 31 | 0.0187 | 0.15 | 0.6612 | 0.52291 | 0.20263 | 0.32028
| 1703 | 3 | 12 | 8760 | 92 | 31 | 0.0187 | 0.15 | 0.6612 | 0.52291 | 0.20263 | 0.32028
| 1704 | 3 | 12 | 8760 | 92 | 31 | 0.0187 | 0.15 | 0.6612 | 0.52291 | 0.20263 | 0.32028
| 1705 | 3 | 12 | 8760 | 92 | 31 | 0.0187 | 0.15 | 0.6612 | 0.52291 | 0.20263 | 0.32028
| 1706 | 3 | 12 | 8760 | 92 | 31 | 0.0187 | 0.15 | 0.6612 | 0.52291 | 0.20263 | 0.32028
| 1707 | 3 | 12 | 8760 | 92 | 31 | 0.0187 | 0.15 | 0.6612 | 0.52291 | 0.20263 | 0.32028
| 1708 | 3 | 12 | 8760 | 92 | 31 | 0.0187 | 0.15 | 0.6612 | 0.52291 | 0.20263 | 0.32028
| 1709 | 3 | 12 | 8760 | 92 | 31 | 0.0187 | 0.15 | 0.6612 | 0.52291 | 0.20263 | 0.32028
| 1710 | 3 | 12 | 8760 | 92 | 31 | 0.0187 | 0.15 | 0.6612 | 0.52291 | 0.20263 | 0.32028
| 1711 | 3 | 12 | 8760 | 92 | 31 | 0.0187 | 0.15 | 0.6612 | 0.52291 | 0.20263 | 0.32028
| 1712 | 3 | 12 | 8760 | 92 | 31 | 0.0187 | 0.15 | 0.6612 | 0.52291 | 0.20263 | 0.32028
| 1713 | 4 | 12 | 8760 | 108 | 36 | 0.0187 | 0.15 | 0.6612 | 0.61385 | 0.23531 | 0.37854
| 1714 | 4 | 12 | 8760 | 108 | 36 | 0.0187 | 0.15 | 0.6612 | 0.61385 | 0.23531 | 0.37854
| 1715 | 4 | 12 | 8760 | 108 | 36 | 0.0187 | 0.15 | 0.6612 | 0.61385 | 0.23531 | 0.37854
| 1716 | 4 | 12 | 8760 | 108 | 36 | 0.0187 | 0.15 | 0.6612 | 0.61385 | 0.23531 | 0.37854
| 1717 | 4 | 12 | 8760 | 108 | 36 | 0.0187 | 0.15 | 0.6612 | 0.61385 | 0.23531 | 0.37854
| 1718 | 4 | 12 | 8760 | 108 | 36 | 0.0187 | 0.15 | 0.6612 | 0.61385 | 0.23531 | 0.37854
| 1719 | 4 | 12 | 8760 | 108 | 36 | 0.0187 | 0.15 | 0.6612 | 0.61385 | 0.23531 | 0.37854
| 1720 | 4 | 12 | 8760 | 108 | 36 | 0.0187 | 0.15 | 0.6612 | 0.61385 | 0.23531 | 0.37854
| 1721 | 4 | 12 | 8760 | 108 | 36 | 0.0187 | 0.15 | 0.6612 | 0.61385 | 0.23531 | 0.37854
| 1722 | 4 | 12 | 8760 | 108 | 36 | 0.0187 | 0.15 | 0.6612 | 0.61385 | 0.23531 | 0.37854
| 1723 | 4 | 12 | 8760 | 108 | 36 | 0.0187 | 0.15 | 0.6612 | 0.61385 | 0.23531 | 0.37854
| 1724 | 4 | 12 | 8760 | 108 | 36 | 0.0187 | 0.15 | 0.6612 | 0.61385 | 0.23531 | 0.37854
| 1725 | 4 | 12 | 8760 | 108 | 36 | 0.0187 | 0.15 | 0.6612 | 0.61385 | 0.23531 | 0.37854
| 1726 | 4 | 12 | 8760 | 108 | 36 | 0.0187 | 0.15 | 0.6612 | 0.61385 | 0.23531 | 0.37854
| 1727 | 4 | 12 | 8760 | 108 | 36 | 0.0187 | 0.15 | 0.6612 | 0.61385 | 0.23531 | 0.37854
| 1728 | 4 | 12 | 8760 | 108 | 36 | 0.0187 | 0.15 | 0.6612 | 0.61385 | 0.23531 | 0.37854
| 1729 | 4 | 12 | 8760 | 108 | 36 | 0.0187 | 0.15 | 0.6612 | 0.61385 | 0.23531 | 0.37854
| 1730 | 4 | 12 | 8760 | 108 | 36 | 0.0187 | 0.15 | 0.6612 | 0.61385 | 0.23531 | 0.37854
| 1731 | 4 | 12 | 8760 | 108 | 36 | 0.0187 | 0.15 | 0.6612 | 0.61385 | 0.23531 | 0.37854
| 1732 | 4 | 12 | 8760 | 108 | 36 | 0.0187 | 0.15 | 0.6612 | 0.61385 | 0.23531 | 0.37854
| 1733 | 4 | 12 | 8760 | 108 | 36 | 0.0187 | 0.15 | 0.6612 | 0.61385 | 0.23531 | 0.37854
| 1734 | 5 | 12 | 8760 | 148 | 49 | 0.0187 | 0.15 | 0.6612 | 0.8412 | 0.32028 | 0.52092
| 1735 | 5 | 12 | 8760 | 148 | 49 | 0.0187 | 0.15 | 0.6612 | 0.8412 | 0.32028 | 0.52092
| 1736 | 5 | 12 | 8760 | 148 | 49 | 0.0187 | 0.15 | 0.6612 | 0.8412 | 0.32028 | 0.52092
| 1737 | 7 | 12 | 8760 | 205 | 70 | 0.0187 | 0.15 | 0.6612 | 1.1652 | 0.45755 | 0.70763
| 1738 | 9 | 12 | 8760 | 315 | 108 | 0.0187 | 0.15 | 0.6612 | 1.7904 | 0.70593 | 1.0845
| 1739 | 9 | 12 | 8760 | 315 | 108 | 0.0187 | 0.15 | 0.6612 | 1.7904 | 0.70593 | 1.0845
| 1740 | 9 | 12 | 8760 | 315 | 108 | 0.0187 | 0.15 | 0.6612 | 1.7904 | 0.70593 | 1.0845
| 1741 | 9 | 12 | 8760 | 315 | 108 | 0.0187 | 0.15 | 0.6612 | 1.7904 | 0.70593 | 1.0845
| 1742 | 9 | 12 | 8760 | 315 | 108 | 0.0187 | 0.15 | 0.6612 | 1.7904 | 0.70593 | 1.0845
| 1743 | 9 | 12 | 8760 | 315 | 108 | 0.0187 | 0.15 | 0.6612 | 1.7904 | 0.70593 | 1.0845
| 1744 | 9 | 12 | 8760 | 315 | 108 | 0.0187 | 0.15 | 0.6612 | 1.7904 | 0.70593 | 1.0845
| 1745 | 9 | 12 | 8760 | 315 | 108 | 0.0187 | 0.15 | 0.6612 | 1.7904 | 0.70593 | 1.0845
| 1746 | 9 | 12 | 8760 | 315 | 108 | 0.0187 | 0.15 | 0.6612 | 1.7904 | 0.70593 | 1.0845
| 1747 | 9 | 12 | 8760 | 315 | 108 | 0.0187 | 0.15 | 0.6612 | 1.7904 | 0.70593 | 1.0845
| 1748 | 9 | 12 | 8760 | 315 | 108 | 0.0187 | 0.15 | 0.6612 | 1.7904 | 0.70593 | 1.0845
| 1749 | 9 | 12 | 8760 | 315 | 108 | 0.0187 | 0.15 | 0.6612 | 1.7904 | 0.70593 | 1.0845
| 1750 | 9 | 12 | 8760 | 315 | 108 | 0.0187 | 0.15 | 0.6612 | 1.7904 | 0.70593 | 1.0845
| 1751 | 9 | 12 | 8760 | 315 | 108 | 0.0187 | 0.15 | 0.6612 | 1.7904 | 0.70593 | 1.0845
| 1752 | 10 | 12 | 8760 | 340 | 125 | 0.0187 | 0.15 | 0.6612 | 1.9325 | 0.81705 | 1.1154
| 1753 | 10 | 12 | 8760 | 340 | 125 | 0.0187 | 0.15 | 0.6612 | 1.9325 | 0.81705 | 1.1154
| 1754 | 10 | 12 | 8760 | 340 | 125 | 0.0187 | 0.15 | 0.6612 | 1.9325 | 0.81705 | 1.1154
| 1755 | 10 | 12 | 8760 | 340 | 125 | 0.0187 | 0.15 | 0.6612 | 1.9325 | 0.81705 | 1.1154
| 1756 | 10 | 12 | 8760 | 340 | 125 | 0.0187 | 0.15 | 0.6612 | 1.9325 | 0.81705 | 1.1154
| 1757 | 12 | 12 | 8760 | 433 | 165 | 0.0187 | 0.15 | 0.6612 | 2.4611 | 1.0785 | 1.3826
| 1758 | 12 | 12 | 8760 | 433 | 165 | 0.0187 | 0.15 | 0.6612 | 2.4611 | 1.0785 | 1.3826
| 1759 | 12 | 12 | 8760 | 433 | 165 | 0.0187 | 0.15 | 0.6612 | 2.4611 | 1.0785 | 1.3826
| 1760 | 12 | 12 | 8760 | 433 | 165 | 0.0187 | 0.15 | 0.6612 | 2.4611 | 1.0785 | 1.3826
| 1761 | 10 | 13 | 8760 | 340 | 125 | 0.0187 | 0.15 | 0.6612 | 1.9325 | 0.81705 | 1.1154
| 1762 | 10 | 13 | 8760 | 340 | 125 | 0.0187 | 0.15 | 0.6612 | 1.9325 | 0.81705 | 1.1154
| 1763 | 10 | 13 | 8760 | 340 | 125 | 0.0187 | 0.15 | 0.6612 | 1.9325 | 0.81705 | 1.1154
| 1764 | 2 | 13 | 8760 | 67 | 22 | 0.0187 | 0.15 | 0.6612 | 0.38081 | 0.1438 | 0.23701
| 1765 | 2 | 13 | 8760 | 67 | 22 | 0.0187 | 0.15 | 0.6612 | 0.38081 | 0.1438 | 0.23701
| 1766 | 2 | 13 | 8760 | 67 | 22 | 0.0187 | 0.15 | 0.6612 | 0.38081 | 0.1438 | 0.23701
| 1767 | 2 | 13 | 8760 | 67 | 22 | 0.0187 | 0.15 | 0.6612 | 0.38081 | 0.1438 | 0.23701
| 1768 | 2 | 13 | 8760 | 67 | 22 | 0.0187 | 0.15 | 0.6612 | 0.38081 | 0.1438 | 0.23701
| 1769 | 11 | 13 | 8760 | 390 | 145 | 0.0187 | 0.15 | 0.6612 | 2.2167 | 0.94777 | 1.2689
| 1770 | 3 | 13 | 8760 | 92 | 31 | 0.0187 | 0.15 | 0.6612 | 0.52291 | 0.20263 | 0.32028
| 1771 | 3 | 13 | 8760 | 92 | 31 | 0.0187 | 0.15 | 0.6612 | 0.52291 | 0.20263 | 0.32028
| 1772 | 3 | 13 | 8760 | 92 | 31 | 0.0187 | 0.15 | 0.6612 | 0.52291 | 0.20263 | 0.32028
| 1773 | 3 | 13 | 8760 | 92 | 31 | 0.0187 | 0.15 | 0.6612 | 0.52291 | 0.20263 | 0.32028
| 1774 | 3 | 13 | 8760 | 92 | 31 | 0.0187 | 0.15 | 0.6612 | 0.52291 | 0.20263 | 0.32028
| 1775 | 3 | 13 | 8760 | 92 | 31 | 0.0187 | 0.15 | 0.6612 | 0.52291 | 0.20263 | 0.32028
| 1776 | 3 | 13 | 8760 | 92 | 31 | 0.0187 | 0.15 | 0.6612 | 0.52291 | 0.20263 | 0.32028
| 1777 | 3 | 13 | 8760 | 92 | 31 | 0.0187 | 0.15 | 0.6612 | 0.52291 | 0.20263 | 0.32028
| 1778 | 3 | 13 | 8760 | 92 | 31 | 0.0187 | 0.15 | 0.6612 | 0.52291 | 0.20263 | 0.32028
| 1779 | 3 | 13 | 8760 | 92 | 31 | 0.0187 | 0.15 | 0.6612 | 0.52291 | 0.20263 | 0.32028
| 1780 | 3 | 13 | 8760 | 92 | 31 | 0.0187 | 0.15 | 0.6612 | 0.52291 | 0.20263 | 0.32028
| 1781 | 3 | 13 | 8760 | 92 | 31 | 0.0187 | 0.15 | 0.6612 | 0.52291 | 0.20263 | 0.32028
| 1782 | 3 | 13 | 8760 | 92 | 31 | 0.0187 | 0.15 | 0.6612 | 0.52291 | 0.20263 | 0.32028
| 1783 | 3 | 13 | 8760 | 92 | 31 | 0.0187 | 0.15 | 0.6612 | 0.52291 | 0.20263 | 0.32028
| 1784 | 3 | 13 | 8760 | 92 | 31 | 0.0187 | 0.15 | 0.6612 | 0.52291 | 0.20263 | 0.32028
| 1785 | 3 | 13 | 8760 | 92 | 31 | 0.0187 | 0.15 | 0.6612 | 0.52291 | 0.20263 | 0.32028
| 1786 | 3 | 13 | 8760 | 92 | 31 | 0.0187 | 0.15 | 0.6612 | 0.52291 | 0.20263 | 0.32028
| 1787 | 3 | 13 | 8760 | 92 | 31 | 0.0187 | 0.15 | 0.6612 | 0.52291 | 0.20263 | 0.32028
| 1788 | 3 | 13 | 8760 | 92 | 31 | 0.0187 | 0.15 | 0.6612 | 0.52291 | 0.20263 | 0.32028
| 1789 | 3 | 13 | 8760 | 92 | 31 | 0.0187 | 0.15 | 0.6612 | 0.52291 | 0.20263 | 0.32028
| 1790 | 3 | 13 | 8760 | 92 | 31 | 0.0187 | 0.15 | 0.6612 | 0.52291 | 0.20263 | 0.32028
| 1791 | 3 | 13 | 8760 | 92 | 31 | 0.0187 | 0.15 | 0.6612 | 0.52291 | 0.20263 | 0.32028
| 1792 | 3 | 13 | 8760 | 92 | 31 | 0.0187 | 0.15 | 0.6612 | 0.52291 | 0.20263 | 0.32028
| 1793 | 3 | 13 | 8760 | 92 | 31 | 0.0187 | 0.15 | 0.6612 | 0.52291 | 0.20263 | 0.32028
| 1794 | 3 | 13 | 8760 | 92 | 31 | 0.0187 | 0.15 | 0.6612 | 0.52291 | 0.20263 | 0.32028
| 1795 | 3 | 13 | 8760 | 92 | 31 | 0.0187 | 0.15 | 0.6612 | 0.52291 | 0.20263 | 0.32028
| 1796 | 3 | 13 | 8760 | 92 | 31 | 0.0187 | 0.15 | 0.6612 | 0.52291 | 0.20263 | 0.32028
| 1797 | 3 | 13 | 8760 | 92 | 31 | 0.0187 | 0.15 | 0.6612 | 0.52291 | 0.20263 | 0.32028
| 1798 | 3 | 13 | 8760 | 92 | 31 | 0.0187 | 0.15 | 0.6612 | 0.52291 | 0.20263 | 0.32028
| 1799 | 3 | 13 | 8760 | 92 | 31 | 0.0187 | 0.15 | 0.6612 | 0.52291 | 0.20263 | 0.32028
| 1800 | 3 | 13 | 8760 | 92 | 31 | 0.0187 | 0.15 | 0.6612 | 0.52291 | 0.20263 | 0.32028
| 1801 | 3 | 13 | 8760 | 92 | 31 | 0.0187 | 0.15 | 0.6612 | 0.52291 | 0.20263 | 0.32028
| 1802 | 3 | 13 | 8760 | 92 | 31 | 0.0187 | 0.15 | 0.6612 | 0.52291 | 0.20263 | 0.32028
| 1803 | 3 | 13 | 8760 | 92 | 31 | 0.0187 | 0.15 | 0.6612 | 0.52291 | 0.20263 | 0.32028
| 1804 | 3 | 13 | 8760 | 92 | 31 | 0.0187 | 0.15 | 0.6612 | 0.52291 | 0.20263 | 0.32028
| 1805 | 3 | 13 | 8760 | 92 | 31 | 0.0187 | 0.15 | 0.6612 | 0.52291 | 0.20263 | 0.32028
| 1806 | 3 | 13 | 8760 | 92 | 31 | 0.0187 | 0.15 | 0.6612 | 0.52291 | 0.20263 | 0.32028
| 1807 | 3 | 13 | 8760 | 92 | 31 | 0.0187 | 0.15 | 0.6612 | 0.52291 | 0.20263 | 0.32028
| 1808 | 3 | 13 | 8760 | 92 | 31 | 0.0187 | 0.15 | 0.6612 | 0.52291 | 0.20263 | 0.32028
| 1809 | 3 | 13 | 8760 | 92 | 31 | 0.0187 | 0.15 | 0.6612 | 0.52291 | 0.20263 | 0.32028
| 1810 | 3 | 13 | 8760 | 92 | 31 | 0.0187 | 0.15 | 0.6612 | 0.52291 | 0.20263 | 0.32028
| 1811 | 3 | 13 | 8760 | 92 | 31 | 0.0187 | 0.15 | 0.6612 | 0.52291 | 0.20263 | 0.32028
| 1812 | 3 | 13 | 8760 | 92 | 31 | 0.0187 | 0.15 | 0.6612 | 0.52291 | 0.20263 | 0.32028
| 1813 | 3 | 13 | 8760 | 92 | 31 | 0.0187 | 0.15 | 0.6612 | 0.52291 | 0.20263 | 0.32028
| 1814 | 3 | 13 | 8760 | 92 | 31 | 0.0187 | 0.15 | 0.6612 | 0.52291 | 0.20263 | 0.32028
| 1815 | 3 | 13 | 8760 | 92 | 31 | 0.0187 | 0.15 | 0.6612 | 0.52291 | 0.20263 | 0.32028
| 1816 | 3 | 13 | 8760 | 92 | 31 | 0.0187 | 0.15 | 0.6612 | 0.52291 | 0.20263 | 0.32028
| 1817 | 3 | 13 | 8760 | 92 | 31 | 0.0187 | 0.15 | 0.6612 | 0.52291 | 0.20263 | 0.32028
| 1818 | 3 | 13 | 8760 | 92 | 31 | 0.0187 | 0.15 | 0.6612 | 0.52291 | 0.20263 | 0.32028
| 1819 | 3 | 13 | 8760 | 92 | 31 | 0.0187 | 0.15 | 0.6612 | 0.52291 | 0.20263 | 0.32028
| 1820 | 3 | 13 | 8760 | 92 | 31 | 0.0187 | 0.15 | 0.6612 | 0.52291 | 0.20263 | 0.32028
| 1821 | 3 | 13 | 8760 | 92 | 31 | 0.0187 | 0.15 | 0.6612 | 0.52291 | 0.20263 | 0.32028
| 1822 | 3 | 13 | 8760 | 92 | 31 | 0.0187 | 0.15 | 0.6612 | 0.52291 | 0.20263 | 0.32028
| 1823 | 3 | 13 | 8760 | 92 | 31 | 0.0187 | 0.15 | 0.6612 | 0.52291 | 0.20263 | 0.32028
| 1824 | 3 | 13 | 8760 | 92 | 31 | 0.0187 | 0.15 | 0.6612 | 0.52291 | 0.20263 | 0.32028
| 1825 | 3 | 13 | 8760 | 92 | 31 | 0.0187 | 0.15 | 0.6612 | 0.52291 | 0.20263 | 0.32028
| 1826 | 3 | 13 | 8760 | 92 | 31 | 0.0187 | 0.15 | 0.6612 | 0.52291 | 0.20263 | 0.32028
| 1827 | 3 | 13 | 8760 | 92 | 31 | 0.0187 | 0.15 | 0.6612 | 0.52291 | 0.20263 | 0.32028
| 1828 | 3 | 13 | 8760 | 92 | 31 | 0.0187 | 0.15 | 0.6612 | 0.52291 | 0.20263 | 0.32028
| 1829 | 3 | 13 | 8760 | 92 | 31 | 0.0187 | 0.15 | 0.6612 | 0.52291 | 0.20263 | 0.32028
| 1830 | 3 | 13 | 8760 | 92 | 31 | 0.0187 | 0.15 | 0.6612 | 0.52291 | 0.20263 | 0.32028
| 1831 | 3 | 13 | 8760 | 92 | 31 | 0.0187 | 0.15 | 0.6612 | 0.52291 | 0.20263 | 0.32028
| 1832 | 3 | 13 | 8760 | 92 | 31 | 0.0187 | 0.15 | 0.6612 | 0.52291 | 0.20263 | 0.32028
| 1833 | 3 | 13 | 8760 | 92 | 31 | 0.0187 | 0.15 | 0.6612 | 0.52291 | 0.20263 | 0.32028
| 1834 | 3 | 13 | 8760 | 92 | 31 | 0.0187 | 0.15 | 0.6612 | 0.52291 | 0.20263 | 0.32028
| 1835 | 3 | 13 | 8760 | 92 | 31 | 0.0187 | 0.15 | 0.6612 | 0.52291 | 0.20263 | 0.32028
| 1836 | 3 | 13 | 8760 | 92 | 31 | 0.0187 | 0.15 | 0.6612 | 0.52291 | 0.20263 | 0.32028
| 1837 | 3 | 13 | 8760 | 92 | 31 | 0.0187 | 0.15 | 0.6612 | 0.52291 | 0.20263 | 0.32028
| 1838 | 3 | 13 | 8760 | 92 | 31 | 0.0187 | 0.15 | 0.6612 | 0.52291 | 0.20263 | 0.32028
| 1839 | 3 | 13 | 8760 | 92 | 31 | 0.0187 | 0.15 | 0.6612 | 0.52291 | 0.20263 | 0.32028
| 1840 | 3 | 13 | 8760 | 92 | 31 | 0.0187 | 0.15 | 0.6612 | 0.52291 | 0.20263 | 0.32028
| 1841 | 3 | 13 | 8760 | 92 | 31 | 0.0187 | 0.15 | 0.6612 | 0.52291 | 0.20263 | 0.32028
| 1842 | 3 | 13 | 8760 | 92 | 31 | 0.0187 | 0.15 | 0.6612 | 0.52291 | 0.20263 | 0.32028
| 1843 | 3 | 13 | 8760 | 92 | 31 | 0.0187 | 0.15 | 0.6612 | 0.52291 | 0.20263 | 0.32028
| 1844 | 3 | 13 | 8760 | 92 | 31 | 0.0187 | 0.15 | 0.6612 | 0.52291 | 0.20263 | 0.32028
| 1845 | 3 | 13 | 8760 | 92 | 31 | 0.0187 | 0.15 | 0.6612 | 0.52291 | 0.20263 | 0.32028
| 1846 | 3 | 13 | 8760 | 92 | 31 | 0.0187 | 0.15 | 0.6612 | 0.52291 | 0.20263 | 0.32028
| 1847 | 3 | 13 | 8760 | 92 | 31 | 0.0187 | 0.15 | 0.6612 | 0.52291 | 0.20263 | 0.32028
| 1848 | 3 | 13 | 8760 | 92 | 31 | 0.0187 | 0.15 | 0.6612 | 0.52291 | 0.20263 | 0.32028
| 1849 | 3 | 13 | 8760 | 92 | 31 | 0.0187 | 0.15 | 0.6612 | 0.52291 | 0.20263 | 0.32028
| 1850 | 3 | 13 | 8760 | 92 | 31 | 0.0187 | 0.15 | 0.6612 | 0.52291 | 0.20263 | 0.32028
| 1851 | 3 | 13 | 8760 | 92 | 31 | 0.0187 | 0.15 | 0.6612 | 0.52291 | 0.20263 | 0.32028
| 1852 | 3 | 13 | 8760 | 92 | 31 | 0.0187 | 0.15 | 0.6612 | 0.52291 | 0.20263 | 0.32028
| 1853 | 3 | 13 | 8760 | 92 | 31 | 0.0187 | 0.15 | 0.6612 | 0.52291 | 0.20263 | 0.32028
| 1854 | 3 | 13 | 8760 | 92 | 31 | 0.0187 | 0.15 | 0.6612 | 0.52291 | 0.20263 | 0.32028
| 1855 | 4 | 13 | 8760 | 108 | 36 | 0.0187 | 0.15 | 0.6612 | 0.61385 | 0.23531 | 0.37854
| 1856 | 4 | 13 | 8760 | 108 | 36 | 0.0187 | 0.15 | 0.6612 | 0.61385 | 0.23531 | 0.37854
| 1857 | 4 | 13 | 8760 | 108 | 36 | 0.0187 | 0.15 | 0.6612 | 0.61385 | 0.23531 | 0.37854
| 1858 | 4 | 13 | 8760 | 108 | 36 | 0.0187 | 0.15 | 0.6612 | 0.61385 | 0.23531 | 0.37854
| 1859 | 4 | 13 | 8760 | 108 | 36 | 0.0187 | 0.15 | 0.6612 | 0.61385 | 0.23531 | 0.37854
| 1860 | 4 | 13 | 8760 | 108 | 36 | 0.0187 | 0.15 | 0.6612 | 0.61385 | 0.23531 | 0.37854
| 1861 | 4 | 13 | 8760 | 108 | 36 | 0.0187 | 0.15 | 0.6612 | 0.61385 | 0.23531 | 0.37854
| 1862 | 4 | 13 | 8760 | 108 | 36 | 0.0187 | 0.15 | 0.6612 | 0.61385 | 0.23531 | 0.37854
| 1863 | 4 | 13 | 8760 | 108 | 36 | 0.0187 | 0.15 | 0.6612 | 0.61385 | 0.23531 | 0.37854
| 1864 | 4 | 13 | 8760 | 108 | 36 | 0.0187 | 0.15 | 0.6612 | 0.61385 | 0.23531 | 0.37854
| 1865 | 4 | 13 | 8760 | 108 | 36 | 0.0187 | 0.15 | 0.6612 | 0.61385 | 0.23531 | 0.37854
| 1866 | 4 | 13 | 8760 | 108 | 36 | 0.0187 | 0.15 | 0.6612 | 0.61385 | 0.23531 | 0.37854
| 1867 | 4 | 13 | 8760 | 108 | 36 | 0.0187 | 0.15 | 0.6612 | 0.61385 | 0.23531 | 0.37854
| 1868 | 4 | 13 | 8760 | 108 | 36 | 0.0187 | 0.15 | 0.6612 | 0.61385 | 0.23531 | 0.37854
| 1869 | 4 | 13 | 8760 | 108 | 36 | 0.0187 | 0.15 | 0.6612 | 0.61385 | 0.23531 | 0.37854
| 1870 | 4 | 13 | 8760 | 108 | 36 | 0.0187 | 0.15 | 0.6612 | 0.61385 | 0.23531 | 0.37854
| 1871 | 4 | 13 | 8760 | 108 | 36 | 0.0187 | 0.15 | 0.6612 | 0.61385 | 0.23531 | 0.37854
| 1872 | 4 | 13 | 8760 | 108 | 36 | 0.0187 | 0.15 | 0.6612 | 0.61385 | 0.23531 | 0.37854
| 1873 | 4 | 13 | 8760 | 108 | 36 | 0.0187 | 0.15 | 0.6612 | 0.61385 | 0.23531 | 0.37854
| 1874 | 4 | 13 | 8760 | 108 | 36 | 0.0187 | 0.15 | 0.6612 | 0.61385 | 0.23531 | 0.37854
| 1875 | 4 | 13 | 8760 | 108 | 36 | 0.0187 | 0.15 | 0.6612 | 0.61385 | 0.23531 | 0.37854
| 1876 | 4 | 13 | 8760 | 108 | 36 | 0.0187 | 0.15 | 0.6612 | 0.61385 | 0.23531 | 0.37854
| 1877 | 4 | 13 | 8760 | 108 | 36 | 0.0187 | 0.15 | 0.6612 | 0.61385 | 0.23531 | 0.37854
| 1878 | 4 | 13 | 8760 | 108 | 36 | 0.0187 | 0.15 | 0.6612 | 0.61385 | 0.23531 | 0.37854
| 1879 | 4 | 13 | 8760 | 108 | 36 | 0.0187 | 0.15 | 0.6612 | 0.61385 | 0.23531 | 0.37854
| 1880 | 4 | 13 | 8760 | 108 | 36 | 0.0187 | 0.15 | 0.6612 | 0.61385 | 0.23531 | 0.37854
| 1881 | 4 | 13 | 8760 | 108 | 36 | 0.0187 | 0.15 | 0.6612 | 0.61385 | 0.23531 | 0.37854
| 1882 | 4 | 13 | 8760 | 108 | 36 | 0.0187 | 0.15 | 0.6612 | 0.61385 | 0.23531 | 0.37854
| 1883 | 4 | 13 | 8760 | 108 | 36 | 0.0187 | 0.15 | 0.6612 | 0.61385 | 0.23531 | 0.37854
| 1884 | 4 | 13 | 8760 | 108 | 36 | 0.0187 | 0.15 | 0.6612 | 0.61385 | 0.23531 | 0.37854
| 1885 | 4 | 13 | 8760 | 108 | 36 | 0.0187 | 0.15 | 0.6612 | 0.61385 | 0.23531 | 0.37854
| 1886 | 4 | 13 | 8760 | 108 | 36 | 0.0187 | 0.15 | 0.6612 | 0.61385 | 0.23531 | 0.37854
| 1887 | 4 | 13 | 8760 | 108 | 36 | 0.0187 | 0.15 | 0.6612 | 0.61385 | 0.23531 | 0.37854
| 1888 | 4 | 13 | 8760 | 108 | 36 | 0.0187 | 0.15 | 0.6612 | 0.61385 | 0.23531 | 0.37854
| 1889 | 4 | 13 | 8760 | 108 | 36 | 0.0187 | 0.15 | 0.6612 | 0.61385 | 0.23531 | 0.37854
| 1890 | 4 | 13 | 8760 | 108 | 36 | 0.0187 | 0.15 | 0.6612 | 0.61385 | 0.23531 | 0.37854
| 1891 | 4 | 13 | 8760 | 108 | 36 | 0.0187 | 0.15 | 0.6612 | 0.61385 | 0.23531 | 0.37854
| 1892 | 4 | 13 | 8760 | 108 | 36 | 0.0187 | 0.15 | 0.6612 | 0.61385 | 0.23531 | 0.37854
| 1893 | 4 | 13 | 8760 | 108 | 36 | 0.0187 | 0.15 | 0.6612 | 0.61385 | 0.23531 | 0.37854
| 1894 | 4 | 13 | 8760 | 108 | 36 | 0.0187 | 0.15 | 0.6612 | 0.61385 | 0.23531 | 0.37854
| 1895 | 4 | 13 | 8760 | 108 | 36 | 0.0187 | 0.15 | 0.6612 | 0.61385 | 0.23531 | 0.37854
| 1896 | 4 | 13 | 8760 | 108 | 36 | 0.0187 | 0.15 | 0.6612 | 0.61385 | 0.23531 | 0.37854
| 1897 | 4 | 13 | 8760 | 108 | 36 | 0.0187 | 0.15 | 0.6612 | 0.61385 | 0.23531 | 0.37854
| 1898 | 4 | 13 | 8760 | 108 | 36 | 0.0187 | 0.15 | 0.6612 | 0.61385 | 0.23531 | 0.37854
| 1899 | 4 | 13 | 8760 | 108 | 36 | 0.0187 | 0.15 | 0.6612 | 0.61385 | 0.23531 | 0.37854
| 1900 | 4 | 13 | 8760 | 108 | 36 | 0.0187 | 0.15 | 0.6612 | 0.61385 | 0.23531 | 0.37854
| 1901 | 4 | 13 | 8760 | 108 | 36 | 0.0187 | 0.15 | 0.6612 | 0.61385 | 0.23531 | 0.37854
| 1902 | 4 | 13 | 8760 | 108 | 36 | 0.0187 | 0.15 | 0.6612 | 0.61385 | 0.23531 | 0.37854
| 1903 | 4 | 13 | 8760 | 108 | 36 | 0.0187 | 0.15 | 0.6612 | 0.61385 | 0.23531 | 0.37854
| 1904 | 4 | 13 | 8760 | 108 | 36 | 0.0187 | 0.15 | 0.6612 | 0.61385 | 0.23531 | 0.37854
| 1905 | 4 | 13 | 8760 | 108 | 36 | 0.0187 | 0.15 | 0.6612 | 0.61385 | 0.23531 | 0.37854
| 1906 | 4 | 13 | 8760 | 108 | 36 | 0.0187 | 0.15 | 0.6612 | 0.61385 | 0.23531 | 0.37854
| 1907 | 4 | 13 | 8760 | 108 | 36 | 0.0187 | 0.15 | 0.6612 | 0.61385 | 0.23531 | 0.37854
| 1908 | 4 | 13 | 8760 | 108 | 36 | 0.0187 | 0.15 | 0.6612 | 0.61385 | 0.23531 | 0.37854
| 1909 | 4 | 13 | 8760 | 108 | 36 | 0.0187 | 0.15 | 0.6612 | 0.61385 | 0.23531 | 0.37854
| 1910 | 4 | 13 | 8760 | 108 | 36 | 0.0187 | 0.15 | 0.6612 | 0.61385 | 0.23531 | 0.37854
| 1911 | 4 | 13 | 8760 | 108 | 36 | 0.0187 | 0.15 | 0.6612 | 0.61385 | 0.23531 | 0.37854
| 1912 | 4 | 13 | 8760 | 108 | 36 | 0.0187 | 0.15 | 0.6612 | 0.61385 | 0.23531 | 0.37854
| 1913 | 4 | 13 | 8760 | 108 | 36 | 0.0187 | 0.15 | 0.6612 | 0.61385 | 0.23531 | 0.37854
| 1914 | 4 | 13 | 8760 | 108 | 36 | 0.0187 | 0.15 | 0.6612 | 0.61385 | 0.23531 | 0.37854
| 1915 | 4 | 13 | 8760 | 108 | 36 | 0.0187 | 0.15 | 0.6612 | 0.61385 | 0.23531 | 0.37854
| 1916 | 4 | 13 | 8760 | 108 | 36 | 0.0187 | 0.15 | 0.6612 | 0.61385 | 0.23531 | 0.37854
| 1917 | 4 | 13 | 8760 | 108 | 36 | 0.0187 | 0.15 | 0.6612 | 0.61385 | 0.23531 | 0.37854
| 1918 | 4 | 13 | 8760 | 108 | 36 | 0.0187 | 0.15 | 0.6612 | 0.61385 | 0.23531 | 0.37854
| 1919 | 4 | 13 | 8760 | 108 | 36 | 0.0187 | 0.15 | 0.6612 | 0.61385 | 0.23531 | 0.37854
| 1920 | 4 | 13 | 8760 | 108 | 36 | 0.0187 | 0.15 | 0.6612 | 0.61385 | 0.23531 | 0.37854
| 1921 | 4 | 13 | 8760 | 108 | 36 | 0.0187 | 0.15 | 0.6612 | 0.61385 | 0.23531 | 0.37854
| 1922 | 4 | 13 | 8760 | 108 | 36 | 0.0187 | 0.15 | 0.6612 | 0.61385 | 0.23531 | 0.37854
| 1923 | 4 | 13 | 8760 | 108 | 36 | 0.0187 | 0.15 | 0.6612 | 0.61385 | 0.23531 | 0.37854
| 1924 | 4 | 13 | 8760 | 108 | 36 | 0.0187 | 0.15 | 0.6612 | 0.61385 | 0.23531 | 0.37854
| 1925 | 4 | 13 | 8760 | 108 | 36 | 0.0187 | 0.15 | 0.6612 | 0.61385 | 0.23531 | 0.37854
| 1926 | 4 | 13 | 8760 | 108 | 36 | 0.0187 | 0.15 | 0.6612 | 0.61385 | 0.23531 | 0.37854
| 1927 | 4 | 13 | 8760 | 108 | 36 | 0.0187 | 0.15 | 0.6612 | 0.61385 | 0.23531 | 0.37854
| 1928 | 4 | 13 | 8760 | 108 | 36 | 0.0187 | 0.15 | 0.6612 | 0.61385 | 0.23531 | 0.37854
| 1929 | 4 | 13 | 8760 | 108 | 36 | 0.0187 | 0.15 | 0.6612 | 0.61385 | 0.23531 | 0.37854
| 1930 | 4 | 13 | 8760 | 108 | 36 | 0.0187 | 0.15 | 0.6612 | 0.61385 | 0.23531 | 0.37854
| 1931 | 4 | 13 | 8760 | 108 | 36 | 0.0187 | 0.15 | 0.6612 | 0.61385 | 0.23531 | 0.37854
| 1932 | 4 | 13 | 8760 | 108 | 36 | 0.0187 | 0.15 | 0.6612 | 0.61385 | 0.23531 | 0.37854
| 1933 | 4 | 13 | 8760 | 108 | 36 | 0.0187 | 0.15 | 0.6612 | 0.61385 | 0.23531 | 0.37854
| 1934 | 4 | 13 | 8760 | 108 | 36 | 0.0187 | 0.15 | 0.6612 | 0.61385 | 0.23531 | 0.37854
| 1935 | 4 | 13 | 8760 | 108 | 36 | 0.0187 | 0.15 | 0.6612 | 0.61385 | 0.23531 | 0.37854
| 1936 | 4 | 13 | 8760 | 108 | 36 | 0.0187 | 0.15 | 0.6612 | 0.61385 | 0.23531 | 0.37854
| 1937 | 4 | 13 | 8760 | 108 | 36 | 0.0187 | 0.15 | 0.6612 | 0.61385 | 0.23531 | 0.37854
| 1938 | 4 | 13 | 8760 | 108 | 36 | 0.0187 | 0.15 | 0.6612 | 0.61385 | 0.23531 | 0.37854
| 1939 | 4 | 13 | 8760 | 108 | 36 | 0.0187 | 0.15 | 0.6612 | 0.61385 | 0.23531 | 0.37854
| 1940 | 4 | 13 | 8760 | 108 | 36 | 0.0187 | 0.15 | 0.6612 | 0.61385 | 0.23531 | 0.37854
| 1941 | 4 | 13 | 8760 | 108 | 36 | 0.0187 | 0.15 | 0.6612 | 0.61385 | 0.23531 | 0.37854
| 1942 | 4 | 13 | 8760 | 108 | 36 | 0.0187 | 0.15 | 0.6612 | 0.61385 | 0.23531 | 0.37854
| 1943 | 4 | 13 | 8760 | 108 | 36 | 0.0187 | 0.15 | 0.6612 | 0.61385 | 0.23531 | 0.37854
| 1944 | 4 | 13 | 8760 | 108 | 36 | 0.0187 | 0.15 | 0.6612 | 0.61385 | 0.23531 | 0.37854
| 1945 | 4 | 13 | 8760 | 108 | 36 | 0.0187 | 0.15 | 0.6612 | 0.61385 | 0.23531 | 0.37854
| 1946 | 5 | 13 | 8760 | 148 | 49 | 0.0187 | 0.15 | 0.6612 | 0.8412 | 0.32028 | 0.52092
| 1947 | 5 | 13 | 8760 | 148 | 49 | 0.0187 | 0.15 | 0.6612 | 0.8412 | 0.32028 | 0.52092
| 1948 | 5 | 13 | 8760 | 148 | 49 | 0.0187 | 0.15 | 0.6612 | 0.8412 | 0.32028 | 0.52092
| 1949 | 5 | 13 | 8760 | 148 | 49 | 0.0187 | 0.15 | 0.6612 | 0.8412 | 0.32028 | 0.52092
| 1950 | 5 | 13 | 8760 | 148 | 49 | 0.0187 | 0.15 | 0.6612 | 0.8412 | 0.32028 | 0.52092
| 1951 | 5 | 13 | 8760 | 148 | 49 | 0.0187 | 0.15 | 0.6612 | 0.8412 | 0.32028 | 0.52092
| 1952 | 5 | 13 | 8760 | 148 | 49 | 0.0187 | 0.15 | 0.6612 | 0.8412 | 0.32028 | 0.52092
| 1953 | 5 | 13 | 8760 | 148 | 49 | 0.0187 | 0.15 | 0.6612 | 0.8412 | 0.32028 | 0.52092
| 1954 | 5 | 13 | 8760 | 148 | 49 | 0.0187 | 0.15 | 0.6612 | 0.8412 | 0.32028 | 0.52092
| 1955 | 5 | 13 | 8760 | 148 | 49 | 0.0187 | 0.15 | 0.6612 | 0.8412 | 0.32028 | 0.52092
| 1956 | 5 | 13 | 8760 | 148 | 49 | 0.0187 | 0.15 | 0.6612 | 0.8412 | 0.32028 | 0.52092
| 1957 | 5 | 13 | 8760 | 148 | 49 | 0.0187 | 0.15 | 0.6612 | 0.8412 | 0.32028 | 0.52092
| 1958 | 5 | 13 | 8760 | 148 | 49 | 0.0187 | 0.15 | 0.6612 | 0.8412 | 0.32028 | 0.52092
| 1959 | 5 | 13 | 8760 | 148 | 49 | 0.0187 | 0.15 | 0.6612 | 0.8412 | 0.32028 | 0.52092
| 1960 | 5 | 13 | 8760 | 148 | 49 | 0.0187 | 0.15 | 0.6612 | 0.8412 | 0.32028 | 0.52092
| 1961 | 5 | 13 | 8760 | 148 | 49 | 0.0187 | 0.15 | 0.6612 | 0.8412 | 0.32028 | 0.52092
| 1962 | 5 | 13 | 8760 | 148 | 49 | 0.0187 | 0.15 | 0.6612 | 0.8412 | 0.32028 | 0.52092
| 1963 | 5 | 13 | 8760 | 148 | 49 | 0.0187 | 0.15 | 0.6612 | 0.8412 | 0.32028 | 0.52092
| 1964 | 5 | 13 | 8760 | 148 | 49 | 0.0187 | 0.15 | 0.6612 | 0.8412 | 0.32028 | 0.52092
| 1965 | 5 | 13 | 8760 | 148 | 49 | 0.0187 | 0.15 | 0.6612 | 0.8412 | 0.32028 | 0.52092
| 1966 | 7 | 13 | 8760 | 205 | 70 | 0.0187 | 0.15 | 0.6612 | 1.1652 | 0.45755 | 0.70763
| 1967 | 7 | 13 | 8760 | 205 | 70 | 0.0187 | 0.15 | 0.6612 | 1.1652 | 0.45755 | 0.70763
| 1968 | 8 | 13 | 8760 | 280 | 95 | 0.0187 | 0.15 | 0.6612 | 1.5915 | 0.62096 | 0.97051
| 1969 | 8 | 13 | 8760 | 280 | 95 | 0.0187 | 0.15 | 0.6612 | 1.5915 | 0.62096 | 0.97051
| 1970 | 8 | 13 | 8760 | 280 | 95 | 0.0187 | 0.15 | 0.6612 | 1.5915 | 0.62096 | 0.97051
| 1971 | 8 | 13 | 8760 | 280 | 95 | 0.0187 | 0.15 | 0.6612 | 1.5915 | 0.62096 | 0.97051
| 1972 | 8 | 13 | 8760 | 280 | 95 | 0.0187 | 0.15 | 0.6612 | 1.5915 | 0.62096 | 0.97051
| 1973 | 8 | 13 | 8760 | 280 | 95 | 0.0187 | 0.15 | 0.6612 | 1.5915 | 0.62096 | 0.97051
| 1974 | 8 | 13 | 8760 | 280 | 95 | 0.0187 | 0.15 | 0.6612 | 1.5915 | 0.62096 | 0.97051
| 1975 | 8 | 13 | 8760 | 280 | 95 | 0.0187 | 0.15 | 0.6612 | 1.5915 | 0.62096 | 0.97051
| 1976 | 8 | 13 | 8760 | 280 | 95 | 0.0187 | 0.15 | 0.6612 | 1.5915 | 0.62096 | 0.97051
| 1977 | 10 | 13 | 8760 | 340 | 125 | 0.0187 | 0.15 | 0.6612 | 1.9325 | 0.81705 | 1.1154
| 1978 | 11 | 13 | 8760 | 390 | 145 | 0.0187 | 0.15 | 0.6612 | 2.2167 | 0.94777 | 1.2689
| 1979 | 11 | 13 | 8760 | 390 | 145 | 0.0187 | 0.15 | 0.6612 | 2.2167 | 0.94777 | 1.2689
| 1980 | 11 | 13 | 8760 | 390 | 145 | 0.0187 | 0.15 | 0.6612 | 2.2167 | 0.94777 | 1.2689
| 1981 | 11 | 13 | 8760 | 390 | 145 | 0.0187 | 0.15 | 0.6612 | 2.2167 | 0.94777 | 1.2689
| 1982 | 4 | 14 | 8760 | 108 | 36 | 0.0187 | 0.15 | 0.6612 | 0.61385 | 0.23531 | 0.37854
| 1983 | 4 | 14 | 8760 | 108 | 36 | 0.0187 | 0.15 | 0.6612 | 0.61385 | 0.23531 | 0.37854
| 1984 | 4 | 14 | 8760 | 108 | 36 | 0.0187 | 0.15 | 0.6612 | 0.61385 | 0.23531 | 0.37854
| 1985 | 4 | 14 | 8760 | 108 | 36 | 0.0187 | 0.15 | 0.6612 | 0.61385 | 0.23531 | 0.37854
| 1986 | 4 | 14 | 8760 | 108 | 36 | 0.0187 | 0.15 | 0.6612 | 0.61385 | 0.23531 | 0.37854
| 1987 | 4 | 14 | 8760 | 108 | 36 | 0.0187 | 0.15 | 0.6612 | 0.61385 | 0.23531 | 0.37854
| 1988 | 4 | 14 | 8760 | 108 | 36 | 0.0187 | 0.15 | 0.6612 | 0.61385 | 0.23531 | 0.37854
| 1989 | 4 | 14 | 8760 | 108 | 36 | 0.0187 | 0.15 | 0.6612 | 0.61385 | 0.23531 | 0.37854
| 1990 | 4 | 14 | 8760 | 108 | 36 | 0.0187 | 0.15 | 0.6612 | 0.61385 | 0.23531 | 0.37854
| 1991 | 4 | 14 | 8760 | 108 | 36 | 0.0187 | 0.15 | 0.6612 | 0.61385 | 0.23531 | 0.37854
| 1992 | 4 | 14 | 8760 | 108 | 36 | 0.0187 | 0.15 | 0.6612 | 0.61385 | 0.23531 | 0.37854
| 1993 | 4 | 14 | 8760 | 108 | 36 | 0.0187 | 0.15 | 0.6612 | 0.61385 | 0.23531 | 0.37854
| 1994 | 4 | 14 | 8760 | 108 | 36 | 0.0187 | 0.15 | 0.6612 | 0.61385 | 0.23531 | 0.37854
| 1995 | 4 | 14 | 8760 | 108 | 36 | 0.0187 | 0.15 | 0.6612 | 0.61385 | 0.23531 | 0.37854
| 1996 | 4 | 14 | 8760 | 108 | 36 | 0.0187 | 0.15 | 0.6612 | 0.61385 | 0.23531 | 0.37854
| 1997 | 4 | 14 | 8760 | 108 | 36 | 0.0187 | 0.15 | 0.6612 | 0.61385 | 0.23531 | 0.37854
| 1998 | 4 | 14 | 8760 | 108 | 36 | 0.0187 | 0.15 | 0.6612 | 0.61385 | 0.23531 | 0.37854
| 1999 | 4 | 14 | 8760 | 108 | 36 | 0.0187 | 0.15 | 0.6612 | 0.61385 | 0.23531 | 0.37854
| 2000 | 4 | 14 | 8760 | 108 | 36 | 0.0187 | 0.15 | 0.6612 | 0.61385 | 0.23531 | 0.37854
| 2001 | 4 | 14 | 8760 | 108 | 36 | 0.0187 | 0.15 | 0.6612 | 0.61385 | 0.23531 | 0.37854
| 2002 | 4 | 14 | 8760 | 108 | 36 | 0.0187 | 0.15 | 0.6612 | 0.61385 | 0.23531 | 0.37854
| 2003 | 4 | 14 | 8760 | 108 | 36 | 0.0187 | 0.15 | 0.6612 | 0.61385 | 0.23531 | 0.37854
| 2004 | 4 | 14 | 8760 | 108 | 36 | 0.0187 | 0.15 | 0.6612 | 0.61385 | 0.23531 | 0.37854
| 2005 | 4 | 14 | 8760 | 108 | 36 | 0.0187 | 0.15 | 0.6612 | 0.61385 | 0.23531 | 0.37854
| 2006 | 4 | 14 | 8760 | 108 | 36 | 0.0187 | 0.15 | 0.6612 | 0.61385 | 0.23531 | 0.37854
| 2007 | 4 | 14 | 8760 | 108 | 36 | 0.0187 | 0.15 | 0.6612 | 0.61385 | 0.23531 | 0.37854
| 2008 | 4 | 14 | 8760 | 108 | 36 | 0.0187 | 0.15 | 0.6612 | 0.61385 | 0.23531 | 0.37854
| 2009 | 4 | 14 | 8760 | 108 | 36 | 0.0187 | 0.15 | 0.6612 | 0.61385 | 0.23531 | 0.37854
| 2010 | 4 | 14 | 8760 | 108 | 36 | 0.0187 | 0.15 | 0.6612 | 0.61385 | 0.23531 | 0.37854
| 2011 | 4 | 14 | 8760 | 108 | 36 | 0.0187 | 0.15 | 0.6612 | 0.61385 | 0.23531 | 0.37854
| 2012 | 4 | 14 | 8760 | 108 | 36 | 0.0187 | 0.15 | 0.6612 | 0.61385 | 0.23531 | 0.37854
| 2013 | 4 | 14 | 8760 | 108 | 36 | 0.0187 | 0.15 | 0.6612 | 0.61385 | 0.23531 | 0.37854
| 2014 | 4 | 14 | 8760 | 108 | 36 | 0.0187 | 0.15 | 0.6612 | 0.61385 | 0.23531 | 0.37854
| 2015 | 4 | 14 | 8760 | 108 | 36 | 0.0187 | 0.15 | 0.6612 | 0.61385 | 0.23531 | 0.37854
| 2016 | 4 | 14 | 8760 | 108 | 36 | 0.0187 | 0.15 | 0.6612 | 0.61385 | 0.23531 | 0.37854
| 2017 | 4 | 14 | 8760 | 108 | 36 | 0.0187 | 0.15 | 0.6612 | 0.61385 | 0.23531 | 0.37854
| 2018 | 4 | 14 | 8760 | 108 | 36 | 0.0187 | 0.15 | 0.6612 | 0.61385 | 0.23531 | 0.37854
| 2019 | 4 | 14 | 8760 | 108 | 36 | 0.0187 | 0.15 | 0.6612 | 0.61385 | 0.23531 | 0.37854
| 2020 | 4 | 14 | 8760 | 108 | 36 | 0.0187 | 0.15 | 0.6612 | 0.61385 | 0.23531 | 0.37854
| 2021 | 4 | 14 | 8760 | 108 | 36 | 0.0187 | 0.15 | 0.6612 | 0.61385 | 0.23531 | 0.37854
| 2022 | 4 | 14 | 8760 | 108 | 36 | 0.0187 | 0.15 | 0.6612 | 0.61385 | 0.23531 | 0.37854
| 2023 | 4 | 14 | 8760 | 108 | 36 | 0.0187 | 0.15 | 0.6612 | 0.61385 | 0.23531 | 0.37854
| 2024 | 4 | 14 | 8760 | 108 | 36 | 0.0187 | 0.15 | 0.6612 | 0.61385 | 0.23531 | 0.37854
| 2025 | 4 | 14 | 8760 | 108 | 36 | 0.0187 | 0.15 | 0.6612 | 0.61385 | 0.23531 | 0.37854
| 2026 | 4 | 14 | 8760 | 108 | 36 | 0.0187 | 0.15 | 0.6612 | 0.61385 | 0.23531 | 0.37854
| 2027 | 4 | 14 | 8760 | 108 | 36 | 0.0187 | 0.15 | 0.6612 | 0.61385 | 0.23531 | 0.37854
| 2028 | 4 | 14 | 8760 | 108 | 36 | 0.0187 | 0.15 | 0.6612 | 0.61385 | 0.23531 | 0.37854
| 2029 | 4 | 14 | 8760 | 108 | 36 | 0.0187 | 0.15 | 0.6612 | 0.61385 | 0.23531 | 0.37854
| 2030 | 4 | 14 | 8760 | 108 | 36 | 0.0187 | 0.15 | 0.6612 | 0.61385 | 0.23531 | 0.37854
| 2031 | 4 | 14 | 8760 | 108 | 36 | 0.0187 | 0.15 | 0.6612 | 0.61385 | 0.23531 | 0.37854
| 2032 | 4 | 14 | 8760 | 108 | 36 | 0.0187 | 0.15 | 0.6612 | 0.61385 | 0.23531 | 0.37854
| 2033 | 4 | 14 | 8760 | 108 | 36 | 0.0187 | 0.15 | 0.6612 | 0.61385 | 0.23531 | 0.37854
| 2034 | 4 | 14 | 8760 | 108 | 36 | 0.0187 | 0.15 | 0.6612 | 0.61385 | 0.23531 | 0.37854
| 2035 | 4 | 14 | 8760 | 108 | 36 | 0.0187 | 0.15 | 0.6612 | 0.61385 | 0.23531 | 0.37854
| 2036 | 4 | 14 | 8760 | 108 | 36 | 0.0187 | 0.15 | 0.6612 | 0.61385 | 0.23531 | 0.37854
| 2037 | 4 | 14 | 8760 | 108 | 36 | 0.0187 | 0.15 | 0.6612 | 0.61385 | 0.23531 | 0.37854
| 2038 | 4 | 14 | 8760 | 108 | 36 | 0.0187 | 0.15 | 0.6612 | 0.61385 | 0.23531 | 0.37854
| 2039 | 4 | 14 | 8760 | 108 | 36 | 0.0187 | 0.15 | 0.6612 | 0.61385 | 0.23531 | 0.37854
| 2040 | 4 | 14 | 8760 | 108 | 36 | 0.0187 | 0.15 | 0.6612 | 0.61385 | 0.23531 | 0.37854
| 2041 | 4 | 14 | 8760 | 108 | 36 | 0.0187 | 0.15 | 0.6612 | 0.61385 | 0.23531 | 0.37854
| 2042 | 4 | 14 | 8760 | 108 | 36 | 0.0187 | 0.15 | 0.6612 | 0.61385 | 0.23531 | 0.37854
| 2043 | 4 | 14 | 8760 | 108 | 36 | 0.0187 | 0.15 | 0.6612 | 0.61385 | 0.23531 | 0.37854
| 2044 | 4 | 14 | 8760 | 108 | 36 | 0.0187 | 0.15 | 0.6612 | 0.61385 | 0.23531 | 0.37854
| 2045 | 4 | 14 | 8760 | 108 | 36 | 0.0187 | 0.15 | 0.6612 | 0.61385 | 0.23531 | 0.37854
| 2046 | 4 | 14 | 8760 | 108 | 36 | 0.0187 | 0.15 | 0.6612 | 0.61385 | 0.23531 | 0.37854
| 2047 | 4 | 14 | 8760 | 108 | 36 | 0.0187 | 0.15 | 0.6612 | 0.61385 | 0.23531 | 0.37854
| 2048 | 4 | 14 | 8760 | 108 | 36 | 0.0187 | 0.15 | 0.6612 | 0.61385 | 0.23531 | 0.37854
| 2049 | 4 | 14 | 8760 | 108 | 36 | 0.0187 | 0.15 | 0.6612 | 0.61385 | 0.23531 | 0.37854
| 2050 | 4 | 14 | 8760 | 108 | 36 | 0.0187 | 0.15 | 0.6612 | 0.61385 | 0.23531 | 0.37854
| 2051 | 4 | 14 | 8760 | 108 | 36 | 0.0187 | 0.15 | 0.6612 | 0.61385 | 0.23531 | 0.37854
| 2052 | 4 | 14 | 8760 | 108 | 36 | 0.0187 | 0.15 | 0.6612 | 0.61385 | 0.23531 | 0.37854
| 2053 | 4 | 14 | 8760 | 108 | 36 | 0.0187 | 0.15 | 0.6612 | 0.61385 | 0.23531 | 0.37854
| 2054 | 8 | 14 | 8760 | 280 | 95 | 0.0187 | 0.15 | 0.6612 | 1.5915 | 0.62096 | 0.97051
| 2055 | 8 | 14 | 8760 | 280 | 95 | 0.0187 | 0.15 | 0.6612 | 1.5915 | 0.62096 | 0.97051
| 2056 | 8 | 14 | 8760 | 280 | 95 | 0.0187 | 0.15 | 0.6612 | 1.5915 | 0.62096 | 0.97051
| 2057 | 10 | 14 | 8760 | 340 | 125 | 0.0187 | 0.15 | 0.6612 | 1.9325 | 0.81705 | 1.1154
| 2058 | 10 | 14 | 8760 | 340 | 125 | 0.0187 | 0.15 | 0.6612 | 1.9325 | 0.81705 | 1.1154
| 2059 | 10 | 14 | 8760 | 340 | 125 | 0.0187 | 0.15 | 0.6612 | 1.9325 | 0.81705 | 1.1154
| 2060 | 10 | 14 | 8760 | 340 | 125 | 0.0187 | 0.15 | 0.6612 | 1.9325 | 0.81705 | 1.1154
| 2061 | 10 | 14 | 8760 | 340 | 125 | 0.0187 | 0.15 | 0.6612 | 1.9325 | 0.81705 | 1.1154
| 2062 | 10 | 14 | 8760 | 340 | 125 | 0.0187 | 0.15 | 0.6612 | 1.9325 | 0.81705 | 1.1154
| 2063 | 10 | 14 | 8760 | 340 | 125 | 0.0187 | 0.15 | 0.6612 | 1.9325 | 0.81705 | 1.1154
| 2064 | 11 | 14 | 8760 | 390 | 145 | 0.0187 | 0.15 | 0.6612 | 2.2167 | 0.94777 | 1.2689
| 2065 | 11 | 14 | 8760 | 390 | 145 | 0.0187 | 0.15 | 0.6612 | 2.2167 | 0.94777 | 1.2689
| 2066 | 11 | 14 | 8760 | 390 | 145 | 0.0187 | 0.15 | 0.6612 | 2.2167 | 0.94777 | 1.2689
| 2067 | 12 | 14 | 8760 | 433 | 165 | 0.0187 | 0.15 | 0.6612 | 2.4611 | 1.0785 | 1.3826
| 2068 | 12 | 14 | 8760 | 433 | 165 | 0.0187 | 0.15 | 0.6612 | 2.4611 | 1.0785 | 1.3826
| 2069 | 12 | 14 | 8760 | 433 | 165 | 0.0187 | 0.15 | 0.6612 | 2.4611 | 1.0785 | 1.3826
| 2070 | 12 | 14 | 8760 | 433 | 165 | 0.0187 | 0.15 | 0.6612 | 2.4611 | 1.0785 | 1.3826
| 2071 | 13 | 15 | 8760 | 580 | 220 | 0.0187 | 0.15 | 0.6612 | 3.2966 | 1.438 | 1.8586
| 2072 | 3 | 15 | 8760 | 92 | 31 | 0.0187 | 0.15 | 0.6612 | 0.52291 | 0.20263 | 0.32028
| 2073 | 4 | 15 | 8760 | 108 | 36 | 0.0187 | 0.15 | 0.6612 | 0.61385 | 0.23531 | 0.37854
| 2074 | 4 | 15 | 8760 | 108 | 36 | 0.0187 | 0.15 | 0.6612 | 0.61385 | 0.23531 | 0.37854
| 2075 | 4 | 15 | 8760 | 108 | 36 | 0.0187 | 0.15 | 0.6612 | 0.61385 | 0.23531 | 0.37854
| 2076 | 4 | 15 | 8760 | 108 | 36 | 0.0187 | 0.15 | 0.6612 | 0.61385 | 0.23531 | 0.37854
| 2077 | 4 | 15 | 8760 | 108 | 36 | 0.0187 | 0.15 | 0.6612 | 0.61385 | 0.23531 | 0.37854
| 2078 | 4 | 15 | 8760 | 108 | 36 | 0.0187 | 0.15 | 0.6612 | 0.61385 | 0.23531 | 0.37854
| 2079 | 4 | 15 | 8760 | 108 | 36 | 0.0187 | 0.15 | 0.6612 | 0.61385 | 0.23531 | 0.37854
| 2080 | 4 | 15 | 8760 | 108 | 36 | 0.0187 | 0.15 | 0.6612 | 0.61385 | 0.23531 | 0.37854
| 2081 | 4 | 15 | 8760 | 108 | 36 | 0.0187 | 0.15 | 0.6612 | 0.61385 | 0.23531 | 0.37854
| 2082 | 4 | 15 | 8760 | 108 | 36 | 0.0187 | 0.15 | 0.6612 | 0.61385 | 0.23531 | 0.37854
| 2083 | 4 | 15 | 8760 | 108 | 36 | 0.0187 | 0.15 | 0.6612 | 0.61385 | 0.23531 | 0.37854
| 2084 | 4 | 15 | 8760 | 108 | 36 | 0.0187 | 0.15 | 0.6612 | 0.61385 | 0.23531 | 0.37854
| 2085 | 4 | 15 | 8760 | 108 | 36 | 0.0187 | 0.15 | 0.6612 | 0.61385 | 0.23531 | 0.37854
| 2086 | 4 | 15 | 8760 | 108 | 36 | 0.0187 | 0.15 | 0.6612 | 0.61385 | 0.23531 | 0.37854
| 2087 | 4 | 15 | 8760 | 108 | 36 | 0.0187 | 0.15 | 0.6612 | 0.61385 | 0.23531 | 0.37854
| 2088 | 4 | 15 | 8760 | 108 | 36 | 0.0187 | 0.15 | 0.6612 | 0.61385 | 0.23531 | 0.37854
| 2089 | 4 | 15 | 8760 | 108 | 36 | 0.0187 | 0.15 | 0.6612 | 0.61385 | 0.23531 | 0.37854
| 2090 | 4 | 15 | 8760 | 108 | 36 | 0.0187 | 0.15 | 0.6612 | 0.61385 | 0.23531 | 0.37854
| 2091 | 4 | 15 | 8760 | 108 | 36 | 0.0187 | 0.15 | 0.6612 | 0.61385 | 0.23531 | 0.37854
| 2092 | 4 | 15 | 8760 | 108 | 36 | 0.0187 | 0.15 | 0.6612 | 0.61385 | 0.23531 | 0.37854
| 2093 | 4 | 15 | 8760 | 108 | 36 | 0.0187 | 0.15 | 0.6612 | 0.61385 | 0.23531 | 0.37854
| 2094 | 5 | 15 | 8760 | 148 | 49 | 0.0187 | 0.15 | 0.6612 | 0.8412 | 0.32028 | 0.52092
| 2095 | 5 | 15 | 8760 | 148 | 49 | 0.0187 | 0.15 | 0.6612 | 0.8412 | 0.32028 | 0.52092
| 2096 | 5 | 15 | 8760 | 148 | 49 | 0.0187 | 0.15 | 0.6612 | 0.8412 | 0.32028 | 0.52092
| 2097 | 5 | 15 | 8760 | 148 | 49 | 0.0187 | 0.15 | 0.6612 | 0.8412 | 0.32028 | 0.52092
| 2098 | 5 | 15 | 8760 | 148 | 49 | 0.0187 | 0.15 | 0.6612 | 0.8412 | 0.32028 | 0.52092
| 2099 | 5 | 15 | 8760 | 148 | 49 | 0.0187 | 0.15 | 0.6612 | 0.8412 | 0.32028 | 0.52092
| 2100 | 5 | 15 | 8760 | 148 | 49 | 0.0187 | 0.15 | 0.6612 | 0.8412 | 0.32028 | 0.52092
| 2101 | 5 | 15 | 8760 | 148 | 49 | 0.0187 | 0.15 | 0.6612 | 0.8412 | 0.32028 | 0.52092
| 2102 | 5 | 15 | 8760 | 148 | 49 | 0.0187 | 0.15 | 0.6612 | 0.8412 | 0.32028 | 0.52092
| 2103 | 5 | 15 | 8760 | 148 | 49 | 0.0187 | 0.15 | 0.6612 | 0.8412 | 0.32028 | 0.52092
| 2104 | 5 | 15 | 8760 | 148 | 49 | 0.0187 | 0.15 | 0.6612 | 0.8412 | 0.32028 | 0.52092
| 2105 | 7 | 15 | 8760 | 205 | 70 | 0.0187 | 0.15 | 0.6612 | 1.1652 | 0.45755 | 0.70763
| 2106 | 8 | 15 | 8760 | 280 | 95 | 0.0187 | 0.15 | 0.6612 | 1.5915 | 0.62096 | 0.97051
| 2107 | 8 | 15 | 8760 | 280 | 95 | 0.0187 | 0.15 | 0.6612 | 1.5915 | 0.62096 | 0.97051
| 2108 | 8 | 15 | 8760 | 280 | 95 | 0.0187 | 0.15 | 0.6612 | 1.5915 | 0.62096 | 0.97051
| 2109 | 8 | 15 | 8760 | 280 | 95 | 0.0187 | 0.15 | 0.6612 | 1.5915 | 0.62096 | 0.97051
| 2110 | 8 | 15 | 8760 | 280 | 95 | 0.0187 | 0.15 | 0.6612 | 1.5915 | 0.62096 | 0.97051
| 2111 | 8 | 15 | 8760 | 280 | 95 | 0.0187 | 0.15 | 0.6612 | 1.5915 | 0.62096 | 0.97051
| 2112 | 8 | 15 | 8760 | 280 | 95 | 0.0187 | 0.15 | 0.6612 | 1.5915 | 0.62096 | 0.97051
| 2113 | 10 | 15 | 8760 | 340 | 125 | 0.0187 | 0.15 | 0.6612 | 1.9325 | 0.81705 | 1.1154
| 2114 | 11 | 15 | 8760 | 390 | 145 | 0.0187 | 0.15 | 0.6612 | 2.2167 | 0.94777 | 1.2689
| 2115 | 11 | 15 | 8760 | 390 | 145 | 0.0187 | 0.15 | 0.6612 | 2.2167 | 0.94777 | 1.2689
| 2116 | 11 | 15 | 8760 | 390 | 145 | 0.0187 | 0.15 | 0.6612 | 2.2167 | 0.94777 | 1.2689
| 2117 | 11 | 15 | 8760 | 390 | 145 | 0.0187 | 0.15 | 0.6612 | 2.2167 | 0.94777 | 1.2689
| 2118 | 11 | 15 | 8760 | 390 | 145 | 0.0187 | 0.15 | 0.6612 | 2.2167 | 0.94777 | 1.2689
| 2119 | 11 | 15 | 8760 | 390 | 145 | 0.0187 | 0.15 | 0.6612 | 2.2167 | 0.94777 | 1.2689
| 2120 | 11 | 15 | 8760 | 390 | 145 | 0.0187 | 0.15 | 0.6612 | 2.2167 | 0.94777 | 1.2689
| 2121 | 13 | 15 | 8760 | 580 | 220 | 0.0187 | 0.15 | 0.6612 | 3.2966 | 1.438 | 1.8586
| 2122 | 13 | 15 | 8760 | 580 | 220 | 0.0187 | 0.15 | 0.6612 | 3.2966 | 1.438 | 1.8586
| 2123 | 13 | 15 | 8760 | 580 | 220 | 0.0187 | 0.15 | 0.6612 | 3.2966 | 1.438 | 1.8586
| 2124 | 11 | 16 | 8760 | 390 | 145 | 0.0187 | 0.15 | 0.6612 | 2.2167 | 0.94777 | 1.2689
| 2125 | 2 | 16 | 8760 | 67 | 22 | 0.0187 | 0.15 | 0.6612 | 0.38081 | 0.1438 | 0.23701
| 2126 | 2 | 16 | 8760 | 67 | 22 | 0.0187 | 0.15 | 0.6612 | 0.38081 | 0.1438 | 0.23701
| 2127 | 2 | 16 | 8760 | 67 | 22 | 0.0187 | 0.15 | 0.6612 | 0.38081 | 0.1438 | 0.23701
| 2128 | 3 | 16 | 8760 | 92 | 31 | 0.0187 | 0.15 | 0.6612 | 0.52291 | 0.20263 | 0.32028
| 2129 | 3 | 16 | 8760 | 92 | 31 | 0.0187 | 0.15 | 0.6612 | 0.52291 | 0.20263 | 0.32028
| 2130 | 4 | 16 | 8760 | 108 | 36 | 0.0187 | 0.15 | 0.6612 | 0.61385 | 0.23531 | 0.37854
| 2131 | 4 | 16 | 8760 | 108 | 36 | 0.0187 | 0.15 | 0.6612 | 0.61385 | 0.23531 | 0.37854
| 2132 | 4 | 16 | 8760 | 108 | 36 | 0.0187 | 0.15 | 0.6612 | 0.61385 | 0.23531 | 0.37854
| 2133 | 5 | 16 | 8760 | 148 | 49 | 0.0187 | 0.15 | 0.6612 | 0.8412 | 0.32028 | 0.52092
| 2134 | 7 | 16 | 8760 | 205 | 70 | 0.0187 | 0.15 | 0.6612 | 1.1652 | 0.45755 | 0.70763
| 2135 | 7 | 16 | 8760 | 205 | 70 | 0.0187 | 0.15 | 0.6612 | 1.1652 | 0.45755 | 0.70763
| 2136 | 7 | 16 | 8760 | 205 | 70 | 0.0187 | 0.15 | 0.6612 | 1.1652 | 0.45755 | 0.70763
| 2137 | 7 | 16 | 8760 | 205 | 70 | 0.0187 | 0.15 | 0.6612 | 1.1652 | 0.45755 | 0.70763
| 2138 | 7 | 16 | 8760 | 205 | 70 | 0.0187 | 0.15 | 0.6612 | 1.1652 | 0.45755 | 0.70763
| 2139 | 7 | 16 | 8760 | 205 | 70 | 0.0187 | 0.15 | 0.6612 | 1.1652 | 0.45755 | 0.70763
| 2140 | 7 | 16 | 8760 | 205 | 70 | 0.0187 | 0.15 | 0.6612 | 1.1652 | 0.45755 | 0.70763
| 2141 | 7 | 16 | 8760 | 205 | 70 | 0.0187 | 0.15 | 0.6612 | 1.1652 | 0.45755 | 0.70763
| 2142 | 8 | 16 | 8760 | 280 | 95 | 0.0187 | 0.15 | 0.6612 | 1.5915 | 0.62096 | 0.97051
| 2143 | 8 | 16 | 8760 | 280 | 95 | 0.0187 | 0.15 | 0.6612 | 1.5915 | 0.62096 | 0.97051
| 2144 | 8 | 16 | 8760 | 280 | 95 | 0.0187 | 0.15 | 0.6612 | 1.5915 | 0.62096 | 0.97051
| 2145 | 8 | 16 | 8760 | 280 | 95 | 0.0187 | 0.15 | 0.6612 | 1.5915 | 0.62096 | 0.97051
| 2146 | 8 | 16 | 8760 | 280 | 95 | 0.0187 | 0.15 | 0.6612 | 1.5915 | 0.62096 | 0.97051
| 2147 | 8 | 16 | 8760 | 280 | 95 | 0.0187 | 0.15 | 0.6612 | 1.5915 | 0.62096 | 0.97051
| 2148 | 8 | 16 | 8760 | 280 | 95 | 0.0187 | 0.15 | 0.6612 | 1.5915 | 0.62096 | 0.97051
| 2149 | 8 | 16 | 8760 | 280 | 95 | 0.0187 | 0.15 | 0.6612 | 1.5915 | 0.62096 | 0.97051
| 2150 | 8 | 16 | 8760 | 280 | 95 | 0.0187 | 0.15 | 0.6612 | 1.5915 | 0.62096 | 0.97051
| 2151 | 8 | 16 | 8760 | 280 | 95 | 0.0187 | 0.15 | 0.6612 | 1.5915 | 0.62096 | 0.97051
| 2152 | 8 | 16 | 8760 | 280 | 95 | 0.0187 | 0.15 | 0.6612 | 1.5915 | 0.62096 | 0.97051
| 2153 | 8 | 16 | 8760 | 280 | 95 | 0.0187 | 0.15 | 0.6612 | 1.5915 | 0.62096 | 0.97051
| 2154 | 8 | 16 | 8760 | 280 | 95 | 0.0187 | 0.15 | 0.6612 | 1.5915 | 0.62096 | 0.97051
| 2155 | 8 | 16 | 8760 | 280 | 95 | 0.0187 | 0.15 | 0.6612 | 1.5915 | 0.62096 | 0.97051
| 2156 | 8 | 16 | 8760 | 280 | 95 | 0.0187 | 0.15 | 0.6612 | 1.5915 | 0.62096 | 0.97051
| 2157 | 8 | 16 | 8760 | 280 | 95 | 0.0187 | 0.15 | 0.6612 | 1.5915 | 0.62096 | 0.97051
| 2158 | 10 | 16 | 8760 | 340 | 125 | 0.0187 | 0.15 | 0.6612 | 1.9325 | 0.81705 | 1.1154
| 2159 | 10 | 16 | 8760 | 340 | 125 | 0.0187 | 0.15 | 0.6612 | 1.9325 | 0.81705 | 1.1154
| 2160 | 10 | 16 | 8760 | 340 | 125 | 0.0187 | 0.15 | 0.6612 | 1.9325 | 0.81705 | 1.1154
| 2161 | 10 | 16 | 8760 | 340 | 125 | 0.0187 | 0.15 | 0.6612 | 1.9325 | 0.81705 | 1.1154
| 2162 | 10 | 16 | 8760 | 340 | 125 | 0.0187 | 0.15 | 0.6612 | 1.9325 | 0.81705 | 1.1154
| 2163 | 10 | 16 | 8760 | 340 | 125 | 0.0187 | 0.15 | 0.6612 | 1.9325 | 0.81705 | 1.1154
| 2164 | 10 | 16 | 8760 | 340 | 125 | 0.0187 | 0.15 | 0.6612 | 1.9325 | 0.81705 | 1.1154
| 2165 | 10 | 16 | 8760 | 340 | 125 | 0.0187 | 0.15 | 0.6612 | 1.9325 | 0.81705 | 1.1154
| 2166 | 10 | 16 | 8760 | 340 | 125 | 0.0187 | 0.15 | 0.6612 | 1.9325 | 0.81705 | 1.1154
| 2167 | 10 | 16 | 8760 | 340 | 125 | 0.0187 | 0.15 | 0.6612 | 1.9325 | 0.81705 | 1.1154
| 2168 | 10 | 16 | 8760 | 340 | 125 | 0.0187 | 0.15 | 0.6612 | 1.9325 | 0.81705 | 1.1154
| 2169 | 10 | 16 | 8760 | 340 | 125 | 0.0187 | 0.15 | 0.6612 | 1.9325 | 0.81705 | 1.1154
| 2170 | 11 | 16 | 8760 | 390 | 145 | 0.0187 | 0.15 | 0.6612 | 2.2167 | 0.94777 | 1.2689
| 2171 | 11 | 16 | 8760 | 390 | 145 | 0.0187 | 0.15 | 0.6612 | 2.2167 | 0.94777 | 1.2689
| 2172 | 11 | 16 | 8760 | 390 | 145 | 0.0187 | 0.15 | 0.6612 | 2.2167 | 0.94777 | 1.2689
| 2173 | 12 | 16 | 8760 | 433 | 165 | 0.0187 | 0.15 | 0.6612 | 2.4611 | 1.0785 | 1.3826
| 2174 | 12 | 16 | 8760 | 433 | 165 | 0.0187 | 0.15 | 0.6612 | 2.4611 | 1.0785 | 1.3826
| 2175 | 12 | 16 | 8760 | 433 | 165 | 0.0187 | 0.15 | 0.6612 | 2.4611 | 1.0785 | 1.3826
| 2176 | 12 | 16 | 8760 | 433 | 165 | 0.0187 | 0.15 | 0.6612 | 2.4611 | 1.0785 | 1.3826
| 2177 | 13 | 16 | 8760 | 580 | 220 | 0.0187 | 0.15 | 0.6612 | 3.2966 | 1.438 | 1.8586
| 2178 | 4 | 17 | 8760 | 108 | 36 | 0.0187 | 0.15 | 0.6612 | 0.61385 | 0.23531 | 0.37854
| 2179 | 4 | 17 | 8760 | 108 | 36 | 0.0187 | 0.15 | 0.6612 | 0.61385 | 0.23531 | 0.37854
| 2180 | 4 | 17 | 8760 | 108 | 36 | 0.0187 | 0.15 | 0.6612 | 0.61385 | 0.23531 | 0.37854
| 2181 | 4 | 17 | 8760 | 108 | 36 | 0.0187 | 0.15 | 0.6612 | 0.61385 | 0.23531 | 0.37854
| 2182 | 4 | 17 | 8760 | 108 | 36 | 0.0187 | 0.15 | 0.6612 | 0.61385 | 0.23531 | 0.37854
| 2183 | 4 | 17 | 8760 | 108 | 36 | 0.0187 | 0.15 | 0.6612 | 0.61385 | 0.23531 | 0.37854
| 2184 | 4 | 17 | 8760 | 108 | 36 | 0.0187 | 0.15 | 0.6612 | 0.61385 | 0.23531 | 0.37854
| 2185 | 4 | 17 | 8760 | 108 | 36 | 0.0187 | 0.15 | 0.6612 | 0.61385 | 0.23531 | 0.37854
| 2186 | 4 | 17 | 8760 | 108 | 36 | 0.0187 | 0.15 | 0.6612 | 0.61385 | 0.23531 | 0.37854
| 2187 | 4 | 17 | 8760 | 108 | 36 | 0.0187 | 0.15 | 0.6612 | 0.61385 | 0.23531 | 0.37854
| 2188 | 4 | 17 | 8760 | 108 | 36 | 0.0187 | 0.15 | 0.6612 | 0.61385 | 0.23531 | 0.37854
| 2189 | 4 | 17 | 8760 | 108 | 36 | 0.0187 | 0.15 | 0.6612 | 0.61385 | 0.23531 | 0.37854
| 2190 | 4 | 17 | 8760 | 108 | 36 | 0.0187 | 0.15 | 0.6612 | 0.61385 | 0.23531 | 0.37854
| 2191 | 4 | 17 | 8760 | 108 | 36 | 0.0187 | 0.15 | 0.6612 | 0.61385 | 0.23531 | 0.37854
| 2192 | 4 | 17 | 8760 | 108 | 36 | 0.0187 | 0.15 | 0.6612 | 0.61385 | 0.23531 | 0.37854
| 2193 | 4 | 17 | 8760 | 108 | 36 | 0.0187 | 0.15 | 0.6612 | 0.61385 | 0.23531 | 0.37854
| 2194 | 4 | 17 | 8760 | 108 | 36 | 0.0187 | 0.15 | 0.6612 | 0.61385 | 0.23531 | 0.37854
| 2195 | 4 | 17 | 8760 | 108 | 36 | 0.0187 | 0.15 | 0.6612 | 0.61385 | 0.23531 | 0.37854
| 2196 | 4 | 17 | 8760 | 108 | 36 | 0.0187 | 0.15 | 0.6612 | 0.61385 | 0.23531 | 0.37854
| 2197 | 4 | 17 | 8760 | 108 | 36 | 0.0187 | 0.15 | 0.6612 | 0.61385 | 0.23531 | 0.37854
| 2198 | 5 | 17 | 8760 | 148 | 49 | 0.0187 | 0.15 | 0.6612 | 0.8412 | 0.32028 | 0.52092
| 2199 | 5 | 17 | 8760 | 148 | 49 | 0.0187 | 0.15 | 0.6612 | 0.8412 | 0.32028 | 0.52092
| 2200 | 5 | 17 | 8760 | 148 | 49 | 0.0187 | 0.15 | 0.6612 | 0.8412 | 0.32028 | 0.52092
| 2201 | 5 | 17 | 8760 | 148 | 49 | 0.0187 | 0.15 | 0.6612 | 0.8412 | 0.32028 | 0.52092
| 2202 | 5 | 17 | 8760 | 148 | 49 | 0.0187 | 0.15 | 0.6612 | 0.8412 | 0.32028 | 0.52092
| 2203 | 5 | 17 | 8760 | 148 | 49 | 0.0187 | 0.15 | 0.6612 | 0.8412 | 0.32028 | 0.52092
| 2204 | 5 | 17 | 8760 | 148 | 49 | 0.0187 | 0.15 | 0.6612 | 0.8412 | 0.32028 | 0.52092
| 2205 | 5 | 17 | 8760 | 148 | 49 | 0.0187 | 0.15 | 0.6612 | 0.8412 | 0.32028 | 0.52092
| 2206 | 5 | 17 | 8760 | 148 | 49 | 0.0187 | 0.15 | 0.6612 | 0.8412 | 0.32028 | 0.52092
| 2207 | 5 | 17 | 8760 | 148 | 49 | 0.0187 | 0.15 | 0.6612 | 0.8412 | 0.32028 | 0.52092
| 2208 | 5 | 17 | 8760 | 148 | 49 | 0.0187 | 0.15 | 0.6612 | 0.8412 | 0.32028 | 0.52092
| 2209 | 5 | 17 | 8760 | 148 | 49 | 0.0187 | 0.15 | 0.6612 | 0.8412 | 0.32028 | 0.52092
| 2210 | 5 | 17 | 8760 | 148 | 49 | 0.0187 | 0.15 | 0.6612 | 0.8412 | 0.32028 | 0.52092
| 2211 | 5 | 17 | 8760 | 148 | 49 | 0.0187 | 0.15 | 0.6612 | 0.8412 | 0.32028 | 0.52092
| 2212 | 5 | 17 | 8760 | 148 | 49 | 0.0187 | 0.15 | 0.6612 | 0.8412 | 0.32028 | 0.52092
| 2213 | 5 | 17 | 8760 | 148 | 49 | 0.0187 | 0.15 | 0.6612 | 0.8412 | 0.32028 | 0.52092
| 2214 | 5 | 17 | 8760 | 148 | 49 | 0.0187 | 0.15 | 0.6612 | 0.8412 | 0.32028 | 0.52092
| 2215 | 5 | 17 | 8760 | 148 | 49 | 0.0187 | 0.15 | 0.6612 | 0.8412 | 0.32028 | 0.52092
| 2216 | 5 | 17 | 8760 | 148 | 49 | 0.0187 | 0.15 | 0.6612 | 0.8412 | 0.32028 | 0.52092
| 2217 | 5 | 17 | 8760 | 148 | 49 | 0.0187 | 0.15 | 0.6612 | 0.8412 | 0.32028 | 0.52092
| 2218 | 4 | 17 | 8760 | 108 | 36 | 0.0187 | 0.15 | 0.6612 | 0.61385 | 0.23531 | 0.37854
| 2219 | 4 | 17 | 8760 | 108 | 36 | 0.0187 | 0.15 | 0.6612 | 0.61385 | 0.23531 | 0.37854
| 2220 | 4 | 17 | 8760 | 108 | 36 | 0.0187 | 0.15 | 0.6612 | 0.61385 | 0.23531 | 0.37854
| 2221 | 4 | 17 | 8760 | 108 | 36 | 0.0187 | 0.15 | 0.6612 | 0.61385 | 0.23531 | 0.37854
| 2222 | 4 | 17 | 8760 | 108 | 36 | 0.0187 | 0.15 | 0.6612 | 0.61385 | 0.23531 | 0.37854
| 2223 | 4 | 17 | 8760 | 108 | 36 | 0.0187 | 0.15 | 0.6612 | 0.61385 | 0.23531 | 0.37854
| 2224 | 4 | 17 | 8760 | 108 | 36 | 0.0187 | 0.15 | 0.6612 | 0.61385 | 0.23531 | 0.37854
| 2225 | 4 | 17 | 8760 | 108 | 36 | 0.0187 | 0.15 | 0.6612 | 0.61385 | 0.23531 | 0.37854
| 2226 | 4 | 17 | 8760 | 108 | 36 | 0.0187 | 0.15 | 0.6612 | 0.61385 | 0.23531 | 0.37854
| 2227 | 4 | 17 | 8760 | 108 | 36 | 0.0187 | 0.15 | 0.6612 | 0.61385 | 0.23531 | 0.37854
| 2228 | 4 | 17 | 8760 | 108 | 36 | 0.0187 | 0.15 | 0.6612 | 0.61385 | 0.23531 | 0.37854
| 2229 | 4 | 17 | 8760 | 108 | 36 | 0.0187 | 0.15 | 0.6612 | 0.61385 | 0.23531 | 0.37854
| 2230 | 4 | 17 | 8760 | 108 | 36 | 0.0187 | 0.15 | 0.6612 | 0.61385 | 0.23531 | 0.37854
| 2231 | 4 | 17 | 8760 | 108 | 36 | 0.0187 | 0.15 | 0.6612 | 0.61385 | 0.23531 | 0.37854
| 2232 | 4 | 17 | 8760 | 108 | 36 | 0.0187 | 0.15 | 0.6612 | 0.61385 | 0.23531 | 0.37854
| 2233 | 4 | 17 | 8760 | 108 | 36 | 0.0187 | 0.15 | 0.6612 | 0.61385 | 0.23531 | 0.37854
| 2234 | 4 | 17 | 8760 | 108 | 36 | 0.0187 | 0.15 | 0.6612 | 0.61385 | 0.23531 | 0.37854
| 2235 | 4 | 17 | 8760 | 108 | 36 | 0.0187 | 0.15 | 0.6612 | 0.61385 | 0.23531 | 0.37854
| 2236 | 4 | 17 | 8760 | 108 | 36 | 0.0187 | 0.15 | 0.6612 | 0.61385 | 0.23531 | 0.37854
| 2237 | 4 | 17 | 8760 | 108 | 36 | 0.0187 | 0.15 | 0.6612 | 0.61385 | 0.23531 | 0.37854
| 2238 | 4 | 17 | 8760 | 108 | 36 | 0.0187 | 0.15 | 0.6612 | 0.61385 | 0.23531 | 0.37854
| 2239 | 4 | 17 | 8760 | 108 | 36 | 0.0187 | 0.15 | 0.6612 | 0.61385 | 0.23531 | 0.37854
| 2240 | 4 | 17 | 8760 | 108 | 36 | 0.0187 | 0.15 | 0.6612 | 0.61385 | 0.23531 | 0.37854
| 2241 | 4 | 17 | 8760 | 108 | 36 | 0.0187 | 0.15 | 0.6612 | 0.61385 | 0.23531 | 0.37854
| 2242 | 4 | 17 | 8760 | 108 | 36 | 0.0187 | 0.15 | 0.6612 | 0.61385 | 0.23531 | 0.37854
| 2243 | 4 | 17 | 8760 | 108 | 36 | 0.0187 | 0.15 | 0.6612 | 0.61385 | 0.23531 | 0.37854
| 2244 | 4 | 17 | 8760 | 108 | 36 | 0.0187 | 0.15 | 0.6612 | 0.61385 | 0.23531 | 0.37854
| 2245 | 4 | 17 | 8760 | 108 | 36 | 0.0187 | 0.15 | 0.6612 | 0.61385 | 0.23531 | 0.37854
| 2246 | 4 | 17 | 8760 | 108 | 36 | 0.0187 | 0.15 | 0.6612 | 0.61385 | 0.23531 | 0.37854
| 2247 | 4 | 17 | 8760 | 108 | 36 | 0.0187 | 0.15 | 0.6612 | 0.61385 | 0.23531 | 0.37854
| 2248 | 4 | 17 | 8760 | 108 | 36 | 0.0187 | 0.15 | 0.6612 | 0.61385 | 0.23531 | 0.37854
| 2249 | 4 | 17 | 8760 | 108 | 36 | 0.0187 | 0.15 | 0.6612 | 0.61385 | 0.23531 | 0.37854
| 2250 | 4 | 17 | 8760 | 108 | 36 | 0.0187 | 0.15 | 0.6612 | 0.61385 | 0.23531 | 0.37854
| 2251 | 4 | 17 | 8760 | 108 | 36 | 0.0187 | 0.15 | 0.6612 | 0.61385 | 0.23531 | 0.37854
| 2252 | 4 | 17 | 8760 | 108 | 36 | 0.0187 | 0.15 | 0.6612 | 0.61385 | 0.23531 | 0.37854
| 2253 | 4 | 17 | 8760 | 108 | 36 | 0.0187 | 0.15 | 0.6612 | 0.61385 | 0.23531 | 0.37854
| 2254 | 4 | 17 | 8760 | 108 | 36 | 0.0187 | 0.15 | 0.6612 | 0.61385 | 0.23531 | 0.37854
| 2255 | 4 | 17 | 8760 | 108 | 36 | 0.0187 | 0.15 | 0.6612 | 0.61385 | 0.23531 | 0.37854
| 2256 | 4 | 17 | 8760 | 108 | 36 | 0.0187 | 0.15 | 0.6612 | 0.61385 | 0.23531 | 0.37854
| 2257 | 4 | 17 | 8760 | 108 | 36 | 0.0187 | 0.15 | 0.6612 | 0.61385 | 0.23531 | 0.37854
| 2258 | 4 | 17 | 8760 | 108 | 36 | 0.0187 | 0.15 | 0.6612 | 0.61385 | 0.23531 | 0.37854
| 2259 | 4 | 17 | 8760 | 108 | 36 | 0.0187 | 0.15 | 0.6612 | 0.61385 | 0.23531 | 0.37854
| 2260 | 4 | 17 | 8760 | 108 | 36 | 0.0187 | 0.15 | 0.6612 | 0.61385 | 0.23531 | 0.37854
| 2261 | 4 | 17 | 8760 | 108 | 36 | 0.0187 | 0.15 | 0.6612 | 0.61385 | 0.23531 | 0.37854
| 2262 | 4 | 17 | 8760 | 108 | 36 | 0.0187 | 0.15 | 0.6612 | 0.61385 | 0.23531 | 0.37854
| 2263 | 4 | 17 | 8760 | 108 | 36 | 0.0187 | 0.15 | 0.6612 | 0.61385 | 0.23531 | 0.37854
| 2264 | 4 | 17 | 8760 | 108 | 36 | 0.0187 | 0.15 | 0.6612 | 0.61385 | 0.23531 | 0.37854
| 2265 | 4 | 17 | 8760 | 108 | 36 | 0.0187 | 0.15 | 0.6612 | 0.61385 | 0.23531 | 0.37854
| 2266 | 4 | 17 | 8760 | 108 | 36 | 0.0187 | 0.15 | 0.6612 | 0.61385 | 0.23531 | 0.37854
| 2267 | 4 | 17 | 8760 | 108 | 36 | 0.0187 | 0.15 | 0.6612 | 0.61385 | 0.23531 | 0.37854
| 2268 | 4 | 17 | 8760 | 108 | 36 | 0.0187 | 0.15 | 0.6612 | 0.61385 | 0.23531 | 0.37854
| 2269 | 4 | 17 | 8760 | 108 | 36 | 0.0187 | 0.15 | 0.6612 | 0.61385 | 0.23531 | 0.37854
| 2270 | 4 | 17 | 8760 | 108 | 36 | 0.0187 | 0.15 | 0.6612 | 0.61385 | 0.23531 | 0.37854
| 2271 | 4 | 17 | 8760 | 108 | 36 | 0.0187 | 0.15 | 0.6612 | 0.61385 | 0.23531 | 0.37854
| 2272 | 4 | 17 | 8760 | 108 | 36 | 0.0187 | 0.15 | 0.6612 | 0.61385 | 0.23531 | 0.37854
| 2273 | 5 | 17 | 8760 | 148 | 49 | 0.0187 | 0.15 | 0.6612 | 0.8412 | 0.32028 | 0.52092
| 2274 | 5 | 17 | 8760 | 148 | 49 | 0.0187 | 0.15 | 0.6612 | 0.8412 | 0.32028 | 0.52092
| 2275 | 5 | 17 | 8760 | 148 | 49 | 0.0187 | 0.15 | 0.6612 | 0.8412 | 0.32028 | 0.52092
| 2276 | 5 | 17 | 8760 | 148 | 49 | 0.0187 | 0.15 | 0.6612 | 0.8412 | 0.32028 | 0.52092
| 2277 | 5 | 17 | 8760 | 148 | 49 | 0.0187 | 0.15 | 0.6612 | 0.8412 | 0.32028 | 0.52092
| 2278 | 5 | 17 | 8760 | 148 | 49 | 0.0187 | 0.15 | 0.6612 | 0.8412 | 0.32028 | 0.52092
| 2279 | 5 | 17 | 8760 | 148 | 49 | 0.0187 | 0.15 | 0.6612 | 0.8412 | 0.32028 | 0.52092
| 2280 | 5 | 17 | 8760 | 148 | 49 | 0.0187 | 0.15 | 0.6612 | 0.8412 | 0.32028 | 0.52092
| 2281 | 5 | 17 | 8760 | 148 | 49 | 0.0187 | 0.15 | 0.6612 | 0.8412 | 0.32028 | 0.52092
| 2282 | 5 | 17 | 8760 | 148 | 49 | 0.0187 | 0.15 | 0.6612 | 0.8412 | 0.32028 | 0.52092
| 2283 | 5 | 17 | 8760 | 148 | 49 | 0.0187 | 0.15 | 0.6612 | 0.8412 | 0.32028 | 0.52092
| 2284 | 5 | 17 | 8760 | 148 | 49 | 0.0187 | 0.15 | 0.6612 | 0.8412 | 0.32028 | 0.52092
| 2285 | 5 | 17 | 8760 | 148 | 49 | 0.0187 | 0.15 | 0.6612 | 0.8412 | 0.32028 | 0.52092
| 2286 | 5 | 17 | 8760 | 148 | 49 | 0.0187 | 0.15 | 0.6612 | 0.8412 | 0.32028 | 0.52092
| 2287 | 5 | 17 | 8760 | 148 | 49 | 0.0187 | 0.15 | 0.6612 | 0.8412 | 0.32028 | 0.52092
| 2288 | 5 | 17 | 8760 | 148 | 49 | 0.0187 | 0.15 | 0.6612 | 0.8412 | 0.32028 | 0.52092
| 2289 | 5 | 17 | 8760 | 148 | 49 | 0.0187 | 0.15 | 0.6612 | 0.8412 | 0.32028 | 0.52092
| 2290 | 5 | 17 | 8760 | 148 | 49 | 0.0187 | 0.15 | 0.6612 | 0.8412 | 0.32028 | 0.52092
| 2291 | 5 | 17 | 8760 | 148 | 49 | 0.0187 | 0.15 | 0.6612 | 0.8412 | 0.32028 | 0.52092
| 2292 | 5 | 17 | 8760 | 148 | 49 | 0.0187 | 0.15 | 0.6612 | 0.8412 | 0.32028 | 0.52092
| 2293 | 5 | 17 | 8760 | 148 | 49 | 0.0187 | 0.15 | 0.6612 | 0.8412 | 0.32028 | 0.52092
| 2294 | 5 | 17 | 8760 | 148 | 49 | 0.0187 | 0.15 | 0.6612 | 0.8412 | 0.32028 | 0.52092
| 2295 | 5 | 17 | 8760 | 148 | 49 | 0.0187 | 0.15 | 0.6612 | 0.8412 | 0.32028 | 0.52092
| 2296 | 5 | 17 | 8760 | 148 | 49 | 0.0187 | 0.15 | 0.6612 | 0.8412 | 0.32028 | 0.52092
| 2297 | 5 | 17 | 8760 | 148 | 49 | 0.0187 | 0.15 | 0.6612 | 0.8412 | 0.32028 | 0.52092
| 2298 | 5 | 17 | 8760 | 148 | 49 | 0.0187 | 0.15 | 0.6612 | 0.8412 | 0.32028 | 0.52092
| 2299 | 5 | 17 | 8760 | 148 | 49 | 0.0187 | 0.15 | 0.6612 | 0.8412 | 0.32028 | 0.52092
| 2300 | 5 | 17 | 8760 | 148 | 49 | 0.0187 | 0.15 | 0.6612 | 0.8412 | 0.32028 | 0.52092
| 2301 | 5 | 17 | 8760 | 148 | 49 | 0.0187 | 0.15 | 0.6612 | 0.8412 | 0.32028 | 0.52092
| 2302 | 5 | 17 | 8760 | 148 | 49 | 0.0187 | 0.15 | 0.6612 | 0.8412 | 0.32028 | 0.52092
| 2303 | 10 | 17 | 8760 | 340 | 125 | 0.0187 | 0.15 | 0.6612 | 1.9325 | 0.81705 | 1.1154
| 2304 | 10 | 17 | 8760 | 340 | 125 | 0.0187 | 0.15 | 0.6612 | 1.9325 | 0.81705 | 1.1154
| 2305 | 10 | 17 | 8760 | 340 | 125 | 0.0187 | 0.15 | 0.6612 | 1.9325 | 0.81705 | 1.1154
| 2306 | 10 | 17 | 8760 | 340 | 125 | 0.0187 | 0.15 | 0.6612 | 1.9325 | 0.81705 | 1.1154
| 2307 | 10 | 17 | 8760 | 340 | 125 | 0.0187 | 0.15 | 0.6612 | 1.9325 | 0.81705 | 1.1154
| 2308 | 10 | 17 | 8760 | 340 | 125 | 0.0187 | 0.15 | 0.6612 | 1.9325 | 0.81705 | 1.1154
| 2309 | 10 | 17 | 8760 | 340 | 125 | 0.0187 | 0.15 | 0.6612 | 1.9325 | 0.81705 | 1.1154
| 2310 | 10 | 17 | 8760 | 340 | 125 | 0.0187 | 0.15 | 0.6612 | 1.9325 | 0.81705 | 1.1154
| 2311 | 10 | 17 | 8760 | 340 | 125 | 0.0187 | 0.15 | 0.6612 | 1.9325 | 0.81705 | 1.1154
| 2312 | 10 | 17 | 8760 | 340 | 125 | 0.0187 | 0.15 | 0.6612 | 1.9325 | 0.81705 | 1.1154
| 2313 | 10 | 17 | 8760 | 340 | 125 | 0.0187 | 0.15 | 0.6612 | 1.9325 | 0.81705 | 1.1154
| 2314 | 10 | 17 | 8760 | 340 | 125 | 0.0187 | 0.15 | 0.6612 | 1.9325 | 0.81705 | 1.1154
| 2315 | 12 | 17 | 8760 | 433 | 165 | 0.0187 | 0.15 | 0.6612 | 2.4611 | 1.0785 | 1.3826
| 2316 | 12 | 17 | 8760 | 433 | 165 | 0.0187 | 0.15 | 0.6612 | 2.4611 | 1.0785 | 1.3826
| 2317 | 12 | 17 | 8760 | 433 | 165 | 0.0187 | 0.15 | 0.6612 | 2.4611 | 1.0785 | 1.3826
| 2318 | 12 | 17 | 8760 | 433 | 165 | 0.0187 | 0.15 | 0.6612 | 2.4611 | 1.0785 | 1.3826
| 2319 | 12 | 17 | 8760 | 433 | 165 | 0.0187 | 0.15 | 0.6612 | 2.4611 | 1.0785 | 1.3826
| 2320 | 12 | 17 | 8760 | 433 | 165 | 0.0187 | 0.15 | 0.6612 | 2.4611 | 1.0785 | 1.3826
| 2321 | 6 | 18 | 8760 | 192 | 64 | 0.0187 | 0.15 | 0.6612 | 1.0913 | 0.41833 | 0.67296
| 2322 | 6 | 18 | 8760 | 192 | 64 | 0.0187 | 0.15 | 0.6612 | 1.0913 | 0.41833 | 0.67296
| 2323 | 6 | 18 | 8760 | 192 | 64 | 0.0187 | 0.15 | 0.6612 | 1.0913 | 0.41833 | 0.67296
| 2324 | 6 | 18 | 8760 | 192 | 64 | 0.0187 | 0.15 | 0.6612 | 1.0913 | 0.41833 | 0.67296
| 2325 | 6 | 18 | 8760 | 192 | 64 | 0.0187 | 0.15 | 0.6612 | 1.0913 | 0.41833 | 0.67296
| 2326 | 6 | 18 | 8760 | 192 | 64 | 0.0187 | 0.15 | 0.6612 | 1.0913 | 0.41833 | 0.67296
| 2327 | 6 | 18 | 8760 | 192 | 64 | 0.0187 | 0.15 | 0.6612 | 1.0913 | 0.41833 | 0.67296
| 2328 | 6 | 18 | 8760 | 192 | 64 | 0.0187 | 0.15 | 0.6612 | 1.0913 | 0.41833 | 0.67296
| 2329 | 6 | 18 | 8760 | 192 | 64 | 0.0187 | 0.15 | 0.6612 | 1.0913 | 0.41833 | 0.67296
| 2330 | 6 | 18 | 8760 | 192 | 64 | 0.0187 | 0.15 | 0.6612 | 1.0913 | 0.41833 | 0.67296
| 2331 | 4 | 18 | 8760 | 108 | 36 | 0.0187 | 0.15 | 0.6612 | 0.61385 | 0.23531 | 0.37854
| 2332 | 4 | 18 | 8760 | 108 | 36 | 0.0187 | 0.15 | 0.6612 | 0.61385 | 0.23531 | 0.37854
| 2333 | 4 | 18 | 8760 | 108 | 36 | 0.0187 | 0.15 | 0.6612 | 0.61385 | 0.23531 | 0.37854
| 2334 | 4 | 18 | 8760 | 108 | 36 | 0.0187 | 0.15 | 0.6612 | 0.61385 | 0.23531 | 0.37854
| 2335 | 4 | 18 | 8760 | 108 | 36 | 0.0187 | 0.15 | 0.6612 | 0.61385 | 0.23531 | 0.37854
| 2336 | 4 | 18 | 8760 | 108 | 36 | 0.0187 | 0.15 | 0.6612 | 0.61385 | 0.23531 | 0.37854
| 2337 | 4 | 18 | 8760 | 108 | 36 | 0.0187 | 0.15 | 0.6612 | 0.61385 | 0.23531 | 0.37854
| 2338 | 4 | 18 | 8760 | 108 | 36 | 0.0187 | 0.15 | 0.6612 | 0.61385 | 0.23531 | 0.37854
| 2339 | 4 | 18 | 8760 | 108 | 36 | 0.0187 | 0.15 | 0.6612 | 0.61385 | 0.23531 | 0.37854
| 2340 | 4 | 18 | 8760 | 108 | 36 | 0.0187 | 0.15 | 0.6612 | 0.61385 | 0.23531 | 0.37854
| 2341 | 4 | 18 | 8760 | 108 | 36 | 0.0187 | 0.15 | 0.6612 | 0.61385 | 0.23531 | 0.37854
| 2342 | 4 | 18 | 8760 | 108 | 36 | 0.0187 | 0.15 | 0.6612 | 0.61385 | 0.23531 | 0.37854
| 2343 | 4 | 18 | 8760 | 108 | 36 | 0.0187 | 0.15 | 0.6612 | 0.61385 | 0.23531 | 0.37854
| 2344 | 4 | 18 | 8760 | 108 | 36 | 0.0187 | 0.15 | 0.6612 | 0.61385 | 0.23531 | 0.37854
| 2345 | 4 | 18 | 8760 | 108 | 36 | 0.0187 | 0.15 | 0.6612 | 0.61385 | 0.23531 | 0.37854
| 2346 | 4 | 18 | 8760 | 108 | 36 | 0.0187 | 0.15 | 0.6612 | 0.61385 | 0.23531 | 0.37854
| 2347 | 4 | 18 | 8760 | 108 | 36 | 0.0187 | 0.15 | 0.6612 | 0.61385 | 0.23531 | 0.37854
| 2348 | 4 | 18 | 8760 | 108 | 36 | 0.0187 | 0.15 | 0.6612 | 0.61385 | 0.23531 | 0.37854
| 2349 | 4 | 18 | 8760 | 108 | 36 | 0.0187 | 0.15 | 0.6612 | 0.61385 | 0.23531 | 0.37854
| 2350 | 4 | 18 | 8760 | 108 | 36 | 0.0187 | 0.15 | 0.6612 | 0.61385 | 0.23531 | 0.37854
| 2351 | 5 | 18 | 8760 | 148 | 49 | 0.0187 | 0.15 | 0.6612 | 0.8412 | 0.32028 | 0.52092
| 2352 | 5 | 18 | 8760 | 148 | 49 | 0.0187 | 0.15 | 0.6612 | 0.8412 | 0.32028 | 0.52092
| 2353 | 5 | 18 | 8760 | 148 | 49 | 0.0187 | 0.15 | 0.6612 | 0.8412 | 0.32028 | 0.52092
| 2354 | 5 | 18 | 8760 | 148 | 49 | 0.0187 | 0.15 | 0.6612 | 0.8412 | 0.32028 | 0.52092
| 2355 | 5 | 18 | 8760 | 148 | 49 | 0.0187 | 0.15 | 0.6612 | 0.8412 | 0.32028 | 0.52092
| 2356 | 5 | 18 | 8760 | 148 | 49 | 0.0187 | 0.15 | 0.6612 | 0.8412 | 0.32028 | 0.52092
| 2357 | 5 | 18 | 8760 | 148 | 49 | 0.0187 | 0.15 | 0.6612 | 0.8412 | 0.32028 | 0.52092
| 2358 | 5 | 18 | 8760 | 148 | 49 | 0.0187 | 0.15 | 0.6612 | 0.8412 | 0.32028 | 0.52092
| 2359 | 5 | 18 | 8760 | 148 | 49 | 0.0187 | 0.15 | 0.6612 | 0.8412 | 0.32028 | 0.52092
| 2360 | 5 | 18 | 8760 | 148 | 49 | 0.0187 | 0.15 | 0.6612 | 0.8412 | 0.32028 | 0.52092
| 2361 | 5 | 18 | 8760 | 148 | 49 | 0.0187 | 0.15 | 0.6612 | 0.8412 | 0.32028 | 0.52092
| 2362 | 5 | 18 | 8760 | 148 | 49 | 0.0187 | 0.15 | 0.6612 | 0.8412 | 0.32028 | 0.52092
| 2363 | 5 | 18 | 8760 | 148 | 49 | 0.0187 | 0.15 | 0.6612 | 0.8412 | 0.32028 | 0.52092
| 2364 | 5 | 18 | 8760 | 148 | 49 | 0.0187 | 0.15 | 0.6612 | 0.8412 | 0.32028 | 0.52092
| 2365 | 5 | 18 | 8760 | 148 | 49 | 0.0187 | 0.15 | 0.6612 | 0.8412 | 0.32028 | 0.52092
| 2366 | 5 | 18 | 8760 | 148 | 49 | 0.0187 | 0.15 | 0.6612 | 0.8412 | 0.32028 | 0.52092
| 2367 | 5 | 18 | 8760 | 148 | 49 | 0.0187 | 0.15 | 0.6612 | 0.8412 | 0.32028 | 0.52092
| 2368 | 5 | 18 | 8760 | 148 | 49 | 0.0187 | 0.15 | 0.6612 | 0.8412 | 0.32028 | 0.52092
| 2369 | 5 | 18 | 8760 | 148 | 49 | 0.0187 | 0.15 | 0.6612 | 0.8412 | 0.32028 | 0.52092
| 2370 | 5 | 18 | 8760 | 148 | 49 | 0.0187 | 0.15 | 0.6612 | 0.8412 | 0.32028 | 0.52092
| 2371 | 10 | 18 | 8760 | 340 | 125 | 0.0187 | 0.15 | 0.6612 | 1.9325 | 0.81705 | 1.1154
| 2372 | 10 | 18 | 8760 | 340 | 125 | 0.0187 | 0.15 | 0.6612 | 1.9325 | 0.81705 | 1.1154
| 2373 | 12 | 18 | 8760 | 433 | 165 | 0.0187 | 0.15 | 0.6612 | 2.4611 | 1.0785 | 1.3826
| 2374 | 6 | 18 | 8760 | 192 | 64 | 0.0187 | 0.15 | 0.6612 | 1.0913 | 0.41833 | 0.67296
| 2375 | 6 | 18 | 8760 | 192 | 64 | 0.0187 | 0.15 | 0.6612 | 1.0913 | 0.41833 | 0.67296
| 2376 | 6 | 18 | 8760 | 192 | 64 | 0.0187 | 0.15 | 0.6612 | 1.0913 | 0.41833 | 0.67296
| 2377 | 6 | 18 | 8760 | 192 | 64 | 0.0187 | 0.15 | 0.6612 | 1.0913 | 0.41833 | 0.67296
| 2378 | 6 | 18 | 8760 | 192 | 64 | 0.0187 | 0.15 | 0.6612 | 1.0913 | 0.41833 | 0.67296
| 2379 | 6 | 18 | 8760 | 192 | 64 | 0.0187 | 0.15 | 0.6612 | 1.0913 | 0.41833 | 0.67296
| 2380 | 6 | 18 | 8760 | 192 | 64 | 0.0187 | 0.15 | 0.6612 | 1.0913 | 0.41833 | 0.67296
| 2381 | 6 | 18 | 8760 | 192 | 64 | 0.0187 | 0.15 | 0.6612 | 1.0913 | 0.41833 | 0.67296
| 2382 | 6 | 18 | 8760 | 192 | 64 | 0.0187 | 0.15 | 0.6612 | 1.0913 | 0.41833 | 0.67296
| 2383 | 6 | 18 | 8760 | 192 | 64 | 0.0187 | 0.15 | 0.6612 | 1.0913 | 0.41833 | 0.67296
| 2384 | 6 | 18 | 8760 | 192 | 64 | 0.0187 | 0.15 | 0.6612 | 1.0913 | 0.41833 | 0.67296
| 2385 | 6 | 18 | 8760 | 192 | 64 | 0.0187 | 0.15 | 0.6612 | 1.0913 | 0.41833 | 0.67296
| 2386 | 6 | 18 | 8760 | 192 | 64 | 0.0187 | 0.15 | 0.6612 | 1.0913 | 0.41833 | 0.67296
| 2387 | 6 | 18 | 8760 | 192 | 64 | 0.0187 | 0.15 | 0.6612 | 1.0913 | 0.41833 | 0.67296
| 2388 | 6 | 18 | 8760 | 192 | 64 | 0.0187 | 0.15 | 0.6612 | 1.0913 | 0.41833 | 0.67296
| 2389 | 6 | 18 | 8760 | 192 | 64 | 0.0187 | 0.15 | 0.6612 | 1.0913 | 0.41833 | 0.67296
| 2390 | 6 | 18 | 8760 | 192 | 64 | 0.0187 | 0.15 | 0.6612 | 1.0913 | 0.41833 | 0.67296
| 2391 | 6 | 18 | 8760 | 192 | 64 | 0.0187 | 0.15 | 0.6612 | 1.0913 | 0.41833 | 0.67296
| 2392 | 6 | 18 | 8760 | 192 | 64 | 0.0187 | 0.15 | 0.6612 | 1.0913 | 0.41833 | 0.67296
| 2393 | 6 | 18 | 8760 | 192 | 64 | 0.0187 | 0.15 | 0.6612 | 1.0913 | 0.41833 | 0.67296
| 2394 | 6 | 18 | 8760 | 192 | 64 | 0.0187 | 0.15 | 0.6612 | 1.0913 | 0.41833 | 0.67296
| 2395 | 6 | 18 | 8760 | 192 | 64 | 0.0187 | 0.15 | 0.6612 | 1.0913 | 0.41833 | 0.67296
| 2396 | 6 | 18 | 8760 | 192 | 64 | 0.0187 | 0.15 | 0.6612 | 1.0913 | 0.41833 | 0.67296
| 2397 | 6 | 18 | 8760 | 192 | 64 | 0.0187 | 0.15 | 0.6612 | 1.0913 | 0.41833 | 0.67296
| 2398 | 6 | 18 | 8760 | 192 | 64 | 0.0187 | 0.15 | 0.6612 | 1.0913 | 0.41833 | 0.67296
| 2399 | 3 | 18 | 8760 | 92 | 31 | 0.0187 | 0.15 | 0.6612 | 0.52291 | 0.20263 | 0.32028
| 2400 | 3 | 18 | 8760 | 92 | 31 | 0.0187 | 0.15 | 0.6612 | 0.52291 | 0.20263 | 0.32028
| 2401 | 3 | 18 | 8760 | 92 | 31 | 0.0187 | 0.15 | 0.6612 | 0.52291 | 0.20263 | 0.32028
| 2402 | 3 | 18 | 8760 | 92 | 31 | 0.0187 | 0.15 | 0.6612 | 0.52291 | 0.20263 | 0.32028
| 2403 | 3 | 18 | 8760 | 92 | 31 | 0.0187 | 0.15 | 0.6612 | 0.52291 | 0.20263 | 0.32028
| 2404 | 3 | 18 | 8760 | 92 | 31 | 0.0187 | 0.15 | 0.6612 | 0.52291 | 0.20263 | 0.32028
| 2405 | 3 | 18 | 8760 | 92 | 31 | 0.0187 | 0.15 | 0.6612 | 0.52291 | 0.20263 | 0.32028
| 2406 | 3 | 18 | 8760 | 92 | 31 | 0.0187 | 0.15 | 0.6612 | 0.52291 | 0.20263 | 0.32028
| 2407 | 3 | 18 | 8760 | 92 | 31 | 0.0187 | 0.15 | 0.6612 | 0.52291 | 0.20263 | 0.32028
| 2408 | 3 | 18 | 8760 | 92 | 31 | 0.0187 | 0.15 | 0.6612 | 0.52291 | 0.20263 | 0.32028
| 2409 | 3 | 18 | 8760 | 92 | 31 | 0.0187 | 0.15 | 0.6612 | 0.52291 | 0.20263 | 0.32028
| 2410 | 3 | 18 | 8760 | 92 | 31 | 0.0187 | 0.15 | 0.6612 | 0.52291 | 0.20263 | 0.32028
| 2411 | 3 | 18 | 8760 | 92 | 31 | 0.0187 | 0.15 | 0.6612 | 0.52291 | 0.20263 | 0.32028
| 2412 | 3 | 18 | 8760 | 92 | 31 | 0.0187 | 0.15 | 0.6612 | 0.52291 | 0.20263 | 0.32028
| 2413 | 3 | 18 | 8760 | 92 | 31 | 0.0187 | 0.15 | 0.6612 | 0.52291 | 0.20263 | 0.32028
| 2414 | 3 | 18 | 8760 | 92 | 31 | 0.0187 | 0.15 | 0.6612 | 0.52291 | 0.20263 | 0.32028
| 2415 | 3 | 18 | 8760 | 92 | 31 | 0.0187 | 0.15 | 0.6612 | 0.52291 | 0.20263 | 0.32028
| 2416 | 3 | 18 | 8760 | 92 | 31 | 0.0187 | 0.15 | 0.6612 | 0.52291 | 0.20263 | 0.32028
| 2417 | 3 | 18 | 8760 | 92 | 31 | 0.0187 | 0.15 | 0.6612 | 0.52291 | 0.20263 | 0.32028
| 2418 | 3 | 18 | 8760 | 92 | 31 | 0.0187 | 0.15 | 0.6612 | 0.52291 | 0.20263 | 0.32028
| 2419 | 3 | 18 | 8760 | 92 | 31 | 0.0187 | 0.15 | 0.6612 | 0.52291 | 0.20263 | 0.32028
| 2420 | 3 | 18 | 8760 | 92 | 31 | 0.0187 | 0.15 | 0.6612 | 0.52291 | 0.20263 | 0.32028
| 2421 | 3 | 18 | 8760 | 92 | 31 | 0.0187 | 0.15 | 0.6612 | 0.52291 | 0.20263 | 0.32028
| 2422 | 3 | 18 | 8760 | 92 | 31 | 0.0187 | 0.15 | 0.6612 | 0.52291 | 0.20263 | 0.32028
| 2423 | 3 | 18 | 8760 | 92 | 31 | 0.0187 | 0.15 | 0.6612 | 0.52291 | 0.20263 | 0.32028
| 2424 | 3 | 18 | 8760 | 92 | 31 | 0.0187 | 0.15 | 0.6612 | 0.52291 | 0.20263 | 0.32028
| 2425 | 3 | 18 | 8760 | 92 | 31 | 0.0187 | 0.15 | 0.6612 | 0.52291 | 0.20263 | 0.32028
| 2426 | 3 | 18 | 8760 | 92 | 31 | 0.0187 | 0.15 | 0.6612 | 0.52291 | 0.20263 | 0.32028
| 2427 | 3 | 18 | 8760 | 92 | 31 | 0.0187 | 0.15 | 0.6612 | 0.52291 | 0.20263 | 0.32028
| 2428 | 3 | 18 | 8760 | 92 | 31 | 0.0187 | 0.15 | 0.6612 | 0.52291 | 0.20263 | 0.32028
| 2429 | 4 | 18 | 8760 | 108 | 36 | 0.0187 | 0.15 | 0.6612 | 0.61385 | 0.23531 | 0.37854
| 2430 | 4 | 18 | 8760 | 108 | 36 | 0.0187 | 0.15 | 0.6612 | 0.61385 | 0.23531 | 0.37854
| 2431 | 4 | 18 | 8760 | 108 | 36 | 0.0187 | 0.15 | 0.6612 | 0.61385 | 0.23531 | 0.37854
| 2432 | 4 | 18 | 8760 | 108 | 36 | 0.0187 | 0.15 | 0.6612 | 0.61385 | 0.23531 | 0.37854
| 2433 | 4 | 18 | 8760 | 108 | 36 | 0.0187 | 0.15 | 0.6612 | 0.61385 | 0.23531 | 0.37854
| 2434 | 4 | 18 | 8760 | 108 | 36 | 0.0187 | 0.15 | 0.6612 | 0.61385 | 0.23531 | 0.37854
| 2435 | 4 | 18 | 8760 | 108 | 36 | 0.0187 | 0.15 | 0.6612 | 0.61385 | 0.23531 | 0.37854
| 2436 | 4 | 18 | 8760 | 108 | 36 | 0.0187 | 0.15 | 0.6612 | 0.61385 | 0.23531 | 0.37854
| 2437 | 4 | 18 | 8760 | 108 | 36 | 0.0187 | 0.15 | 0.6612 | 0.61385 | 0.23531 | 0.37854
| 2438 | 4 | 18 | 8760 | 108 | 36 | 0.0187 | 0.15 | 0.6612 | 0.61385 | 0.23531 | 0.37854
| 2439 | 4 | 18 | 8760 | 108 | 36 | 0.0187 | 0.15 | 0.6612 | 0.61385 | 0.23531 | 0.37854
| 2440 | 4 | 18 | 8760 | 108 | 36 | 0.0187 | 0.15 | 0.6612 | 0.61385 | 0.23531 | 0.37854
| 2441 | 4 | 18 | 8760 | 108 | 36 | 0.0187 | 0.15 | 0.6612 | 0.61385 | 0.23531 | 0.37854
| 2442 | 4 | 18 | 8760 | 108 | 36 | 0.0187 | 0.15 | 0.6612 | 0.61385 | 0.23531 | 0.37854
| 2443 | 4 | 18 | 8760 | 108 | 36 | 0.0187 | 0.15 | 0.6612 | 0.61385 | 0.23531 | 0.37854
| 2444 | 4 | 18 | 8760 | 108 | 36 | 0.0187 | 0.15 | 0.6612 | 0.61385 | 0.23531 | 0.37854
| 2445 | 4 | 18 | 8760 | 108 | 36 | 0.0187 | 0.15 | 0.6612 | 0.61385 | 0.23531 | 0.37854
| 2446 | 4 | 18 | 8760 | 108 | 36 | 0.0187 | 0.15 | 0.6612 | 0.61385 | 0.23531 | 0.37854
| 2447 | 4 | 18 | 8760 | 108 | 36 | 0.0187 | 0.15 | 0.6612 | 0.61385 | 0.23531 | 0.37854
| 2448 | 4 | 18 | 8760 | 108 | 36 | 0.0187 | 0.15 | 0.6612 | 0.61385 | 0.23531 | 0.37854
| 2449 | 5 | 18 | 8760 | 148 | 49 | 0.0187 | 0.15 | 0.6612 | 0.8412 | 0.32028 | 0.52092
| 2450 | 5 | 18 | 8760 | 148 | 49 | 0.0187 | 0.15 | 0.6612 | 0.8412 | 0.32028 | 0.52092
| 2451 | 5 | 18 | 8760 | 148 | 49 | 0.0187 | 0.15 | 0.6612 | 0.8412 | 0.32028 | 0.52092
| 2452 | 5 | 18 | 8760 | 148 | 49 | 0.0187 | 0.15 | 0.6612 | 0.8412 | 0.32028 | 0.52092
| 2453 | 5 | 18 | 8760 | 148 | 49 | 0.0187 | 0.15 | 0.6612 | 0.8412 | 0.32028 | 0.52092
| 2454 | 5 | 18 | 8760 | 148 | 49 | 0.0187 | 0.15 | 0.6612 | 0.8412 | 0.32028 | 0.52092
| 2455 | 5 | 18 | 8760 | 148 | 49 | 0.0187 | 0.15 | 0.6612 | 0.8412 | 0.32028 | 0.52092
| 2456 | 5 | 18 | 8760 | 148 | 49 | 0.0187 | 0.15 | 0.6612 | 0.8412 | 0.32028 | 0.52092
| 2457 | 5 | 18 | 8760 | 148 | 49 | 0.0187 | 0.15 | 0.6612 | 0.8412 | 0.32028 | 0.52092
| 2458 | 5 | 18 | 8760 | 148 | 49 | 0.0187 | 0.15 | 0.6612 | 0.8412 | 0.32028 | 0.52092
| 2459 | 5 | 18 | 8760 | 148 | 49 | 0.0187 | 0.15 | 0.6612 | 0.8412 | 0.32028 | 0.52092
| 2460 | 5 | 18 | 8760 | 148 | 49 | 0.0187 | 0.15 | 0.6612 | 0.8412 | 0.32028 | 0.52092
| 2461 | 5 | 18 | 8760 | 148 | 49 | 0.0187 | 0.15 | 0.6612 | 0.8412 | 0.32028 | 0.52092
| 2462 | 5 | 18 | 8760 | 148 | 49 | 0.0187 | 0.15 | 0.6612 | 0.8412 | 0.32028 | 0.52092
| 2463 | 5 | 18 | 8760 | 148 | 49 | 0.0187 | 0.15 | 0.6612 | 0.8412 | 0.32028 | 0.52092
| 2464 | 5 | 18 | 8760 | 148 | 49 | 0.0187 | 0.15 | 0.6612 | 0.8412 | 0.32028 | 0.52092
| 2465 | 5 | 18 | 8760 | 148 | 49 | 0.0187 | 0.15 | 0.6612 | 0.8412 | 0.32028 | 0.52092
| 2466 | 5 | 18 | 8760 | 148 | 49 | 0.0187 | 0.15 | 0.6612 | 0.8412 | 0.32028 | 0.52092
| 2467 | 5 | 18 | 8760 | 148 | 49 | 0.0187 | 0.15 | 0.6612 | 0.8412 | 0.32028 | 0.52092
| 2468 | 5 | 18 | 8760 | 148 | 49 | 0.0187 | 0.15 | 0.6612 | 0.8412 | 0.32028 | 0.52092
| 2469 | 5 | 18 | 8760 | 148 | 49 | 0.0187 | 0.15 | 0.6612 | 0.8412 | 0.32028 | 0.52092
| 2470 | 5 | 18 | 8760 | 148 | 49 | 0.0187 | 0.15 | 0.6612 | 0.8412 | 0.32028 | 0.52092
| 2471 | 5 | 18 | 8760 | 148 | 49 | 0.0187 | 0.15 | 0.6612 | 0.8412 | 0.32028 | 0.52092
| 2472 | 5 | 18 | 8760 | 148 | 49 | 0.0187 | 0.15 | 0.6612 | 0.8412 | 0.32028 | 0.52092
| 2473 | 5 | 18 | 8760 | 148 | 49 | 0.0187 | 0.15 | 0.6612 | 0.8412 | 0.32028 | 0.52092
| 2474 | 5 | 18 | 8760 | 148 | 49 | 0.0187 | 0.15 | 0.6612 | 0.8412 | 0.32028 | 0.52092
| 2475 | 5 | 18 | 8760 | 148 | 49 | 0.0187 | 0.15 | 0.6612 | 0.8412 | 0.32028 | 0.52092
| 2476 | 5 | 18 | 8760 | 148 | 49 | 0.0187 | 0.15 | 0.6612 | 0.8412 | 0.32028 | 0.52092
| 2477 | 5 | 18 | 8760 | 148 | 49 | 0.0187 | 0.15 | 0.6612 | 0.8412 | 0.32028 | 0.52092
| 2478 | 5 | 18 | 8760 | 148 | 49 | 0.0187 | 0.15 | 0.6612 | 0.8412 | 0.32028 | 0.52092
| 2479 | 8 | 18 | 8760 | 280 | 95 | 0.0187 | 0.15 | 0.6612 | 1.5915 | 0.62096 | 0.97051
| 2480 | 8 | 18 | 8760 | 280 | 95 | 0.0187 | 0.15 | 0.6612 | 1.5915 | 0.62096 | 0.97051
| 2481 | 8 | 18 | 8760 | 280 | 95 | 0.0187 | 0.15 | 0.6612 | 1.5915 | 0.62096 | 0.97051
| 2482 | 10 | 18 | 8760 | 340 | 125 | 0.0187 | 0.15 | 0.6612 | 1.9325 | 0.81705 | 1.1154
| 2483 | 10 | 18 | 8760 | 340 | 125 | 0.0187 | 0.15 | 0.6612 | 1.9325 | 0.81705 | 1.1154
| 2484 | 11 | 18 | 8760 | 390 | 145 | 0.0187 | 0.15 | 0.6612 | 2.2167 | 0.94777 | 1.2689
| 2485 | 11 | 18 | 8760 | 390 | 145 | 0.0187 | 0.15 | 0.6612 | 2.2167 | 0.94777 | 1.2689
| 2486 | 12 | 18 | 8760 | 433 | 165 | 0.0187 | 0.15 | 0.6612 | 2.4611 | 1.0785 | 1.3826
| 2487 | 12 | 18 | 8760 | 433 | 165 | 0.0187 | 0.15 | 0.6612 | 2.4611 | 1.0785 | 1.3826
| 2488 | 12 | 18 | 8760 | 433 | 165 | 0.0187 | 0.15 | 0.6612 | 2.4611 | 1.0785 | 1.3826
| 2489 | 4 | 19 | 8760 | 108 | 36 | 0.0187 | 0.15 | 0.6612 | 0.61385 | 0.23531 | 0.37854
| 2490 | 6 | 19 | 8760 | 192 | 64 | 0.0187 | 0.15 | 0.6612 | 1.0913 | 0.41833 | 0.67296
| 2491 | 6 | 19 | 8760 | 192 | 64 | 0.0187 | 0.15 | 0.6612 | 1.0913 | 0.41833 | 0.67296
| 2492 | 6 | 19 | 8760 | 192 | 64 | 0.0187 | 0.15 | 0.6612 | 1.0913 | 0.41833 | 0.67296
| 2493 | 6 | 19 | 8760 | 192 | 64 | 0.0187 | 0.15 | 0.6612 | 1.0913 | 0.41833 | 0.67296
| 2494 | 6 | 19 | 8760 | 192 | 64 | 0.0187 | 0.15 | 0.6612 | 1.0913 | 0.41833 | 0.67296
| 2495 | 6 | 19 | 8760 | 192 | 64 | 0.0187 | 0.15 | 0.6612 | 1.0913 | 0.41833 | 0.67296
| 2496 | 6 | 19 | 8760 | 192 | 64 | 0.0187 | 0.15 | 0.6612 | 1.0913 | 0.41833 | 0.67296
| 2497 | 6 | 19 | 8760 | 192 | 64 | 0.0187 | 0.15 | 0.6612 | 1.0913 | 0.41833 | 0.67296
| 2498 | 6 | 19 | 8760 | 192 | 64 | 0.0187 | 0.15 | 0.6612 | 1.0913 | 0.41833 | 0.67296
| 2499 | 6 | 19 | 8760 | 192 | 64 | 0.0187 | 0.15 | 0.6612 | 1.0913 | 0.41833 | 0.67296
| 2500 | 6 | 19 | 8760 | 192 | 64 | 0.0187 | 0.15 | 0.6612 | 1.0913 | 0.41833 | 0.67296
| 2501 | 6 | 19 | 8760 | 192 | 64 | 0.0187 | 0.15 | 0.6612 | 1.0913 | 0.41833 | 0.67296
| 2502 | 6 | 19 | 8760 | 192 | 64 | 0.0187 | 0.15 | 0.6612 | 1.0913 | 0.41833 | 0.67296
| 2503 | 6 | 19 | 8760 | 192 | 64 | 0.0187 | 0.15 | 0.6612 | 1.0913 | 0.41833 | 0.67296
| 2504 | 6 | 19 | 8760 | 192 | 64 | 0.0187 | 0.15 | 0.6612 | 1.0913 | 0.41833 | 0.67296
| 2505 | 6 | 19 | 8760 | 192 | 64 | 0.0187 | 0.15 | 0.6612 | 1.0913 | 0.41833 | 0.67296
| 2506 | 6 | 19 | 8760 | 192 | 64 | 0.0187 | 0.15 | 0.6612 | 1.0913 | 0.41833 | 0.67296
| 2507 | 6 | 19 | 8760 | 192 | 64 | 0.0187 | 0.15 | 0.6612 | 1.0913 | 0.41833 | 0.67296
| 2508 | 6 | 19 | 8760 | 192 | 64 | 0.0187 | 0.15 | 0.6612 | 1.0913 | 0.41833 | 0.67296
| 2509 | 6 | 19 | 8760 | 192 | 64 | 0.0187 | 0.15 | 0.6612 | 1.0913 | 0.41833 | 0.67296
| 2510 | 6 | 19 | 8760 | 192 | 64 | 0.0187 | 0.15 | 0.6612 | 1.0913 | 0.41833 | 0.67296
| 2511 | 6 | 19 | 8760 | 192 | 64 | 0.0187 | 0.15 | 0.6612 | 1.0913 | 0.41833 | 0.67296
| 2512 | 6 | 19 | 8760 | 192 | 64 | 0.0187 | 0.15 | 0.6612 | 1.0913 | 0.41833 | 0.67296
| 2513 | 6 | 19 | 8760 | 192 | 64 | 0.0187 | 0.15 | 0.6612 | 1.0913 | 0.41833 | 0.67296
| 2514 | 6 | 19 | 8760 | 192 | 64 | 0.0187 | 0.15 | 0.6612 | 1.0913 | 0.41833 | 0.67296
| 2515 | 6 | 19 | 8760 | 192 | 64 | 0.0187 | 0.15 | 0.6612 | 1.0913 | 0.41833 | 0.67296
| 2516 | 6 | 19 | 8760 | 192 | 64 | 0.0187 | 0.15 | 0.6612 | 1.0913 | 0.41833 | 0.67296
| 2517 | 6 | 19 | 8760 | 192 | 64 | 0.0187 | 0.15 | 0.6612 | 1.0913 | 0.41833 | 0.67296
| 2518 | 6 | 19 | 8760 | 192 | 64 | 0.0187 | 0.15 | 0.6612 | 1.0913 | 0.41833 | 0.67296
| 2519 | 6 | 19 | 8760 | 192 | 64 | 0.0187 | 0.15 | 0.6612 | 1.0913 | 0.41833 | 0.67296
| 2520 | 3 | 19 | 8760 | 92 | 31 | 0.0187 | 0.15 | 0.6612 | 0.52291 | 0.20263 | 0.32028
| 2521 | 3 | 19 | 8760 | 92 | 31 | 0.0187 | 0.15 | 0.6612 | 0.52291 | 0.20263 | 0.32028
| 2522 | 3 | 19 | 8760 | 92 | 31 | 0.0187 | 0.15 | 0.6612 | 0.52291 | 0.20263 | 0.32028
| 2523 | 3 | 19 | 8760 | 92 | 31 | 0.0187 | 0.15 | 0.6612 | 0.52291 | 0.20263 | 0.32028
| 2524 | 3 | 19 | 8760 | 92 | 31 | 0.0187 | 0.15 | 0.6612 | 0.52291 | 0.20263 | 0.32028
| 2525 | 3 | 19 | 8760 | 92 | 31 | 0.0187 | 0.15 | 0.6612 | 0.52291 | 0.20263 | 0.32028
| 2526 | 4 | 19 | 8760 | 108 | 36 | 0.0187 | 0.15 | 0.6612 | 0.61385 | 0.23531 | 0.37854
| 2527 | 4 | 19 | 8760 | 108 | 36 | 0.0187 | 0.15 | 0.6612 | 0.61385 | 0.23531 | 0.37854
| 2528 | 4 | 19 | 8760 | 108 | 36 | 0.0187 | 0.15 | 0.6612 | 0.61385 | 0.23531 | 0.37854
| 2529 | 4 | 19 | 8760 | 108 | 36 | 0.0187 | 0.15 | 0.6612 | 0.61385 | 0.23531 | 0.37854
| 2530 | 4 | 19 | 8760 | 108 | 36 | 0.0187 | 0.15 | 0.6612 | 0.61385 | 0.23531 | 0.37854
| 2531 | 4 | 19 | 8760 | 108 | 36 | 0.0187 | 0.15 | 0.6612 | 0.61385 | 0.23531 | 0.37854
| 2532 | 4 | 19 | 8760 | 108 | 36 | 0.0187 | 0.15 | 0.6612 | 0.61385 | 0.23531 | 0.37854
| 2533 | 4 | 19 | 8760 | 108 | 36 | 0.0187 | 0.15 | 0.6612 | 0.61385 | 0.23531 | 0.37854
| 2534 | 4 | 19 | 8760 | 108 | 36 | 0.0187 | 0.15 | 0.6612 | 0.61385 | 0.23531 | 0.37854
| 2535 | 4 | 19 | 8760 | 108 | 36 | 0.0187 | 0.15 | 0.6612 | 0.61385 | 0.23531 | 0.37854
| 2536 | 4 | 19 | 8760 | 108 | 36 | 0.0187 | 0.15 | 0.6612 | 0.61385 | 0.23531 | 0.37854
| 2537 | 4 | 19 | 8760 | 108 | 36 | 0.0187 | 0.15 | 0.6612 | 0.61385 | 0.23531 | 0.37854
| 2538 | 4 | 19 | 8760 | 108 | 36 | 0.0187 | 0.15 | 0.6612 | 0.61385 | 0.23531 | 0.37854
| 2539 | 4 | 19 | 8760 | 108 | 36 | 0.0187 | 0.15 | 0.6612 | 0.61385 | 0.23531 | 0.37854
| 2540 | 4 | 19 | 8760 | 108 | 36 | 0.0187 | 0.15 | 0.6612 | 0.61385 | 0.23531 | 0.37854
| 2541 | 4 | 19 | 8760 | 108 | 36 | 0.0187 | 0.15 | 0.6612 | 0.61385 | 0.23531 | 0.37854
| 2542 | 4 | 19 | 8760 | 108 | 36 | 0.0187 | 0.15 | 0.6612 | 0.61385 | 0.23531 | 0.37854
| 2543 | 4 | 19 | 8760 | 108 | 36 | 0.0187 | 0.15 | 0.6612 | 0.61385 | 0.23531 | 0.37854
| 2544 | 4 | 19 | 8760 | 108 | 36 | 0.0187 | 0.15 | 0.6612 | 0.61385 | 0.23531 | 0.37854
| 2545 | 4 | 19 | 8760 | 108 | 36 | 0.0187 | 0.15 | 0.6612 | 0.61385 | 0.23531 | 0.37854
| 2546 | 4 | 19 | 8760 | 108 | 36 | 0.0187 | 0.15 | 0.6612 | 0.61385 | 0.23531 | 0.37854
| 2547 | 4 | 19 | 8760 | 108 | 36 | 0.0187 | 0.15 | 0.6612 | 0.61385 | 0.23531 | 0.37854
| 2548 | 4 | 19 | 8760 | 108 | 36 | 0.0187 | 0.15 | 0.6612 | 0.61385 | 0.23531 | 0.37854
| 2549 | 4 | 19 | 8760 | 108 | 36 | 0.0187 | 0.15 | 0.6612 | 0.61385 | 0.23531 | 0.37854
| 2550 | 4 | 19 | 8760 | 108 | 36 | 0.0187 | 0.15 | 0.6612 | 0.61385 | 0.23531 | 0.37854
| 2551 | 4 | 19 | 8760 | 108 | 36 | 0.0187 | 0.15 | 0.6612 | 0.61385 | 0.23531 | 0.37854
| 2552 | 4 | 19 | 8760 | 108 | 36 | 0.0187 | 0.15 | 0.6612 | 0.61385 | 0.23531 | 0.37854
| 2553 | 4 | 19 | 8760 | 108 | 36 | 0.0187 | 0.15 | 0.6612 | 0.61385 | 0.23531 | 0.37854
| 2554 | 4 | 19 | 8760 | 108 | 36 | 0.0187 | 0.15 | 0.6612 | 0.61385 | 0.23531 | 0.37854
| 2555 | 5 | 19 | 8760 | 148 | 49 | 0.0187 | 0.15 | 0.6612 | 0.8412 | 0.32028 | 0.52092
| 2556 | 5 | 19 | 8760 | 148 | 49 | 0.0187 | 0.15 | 0.6612 | 0.8412 | 0.32028 | 0.52092
| 2557 | 5 | 19 | 8760 | 148 | 49 | 0.0187 | 0.15 | 0.6612 | 0.8412 | 0.32028 | 0.52092
| 2558 | 10 | 19 | 8760 | 340 | 125 | 0.0187 | 0.15 | 0.6612 | 1.9325 | 0.81705 | 1.1154
| 2559 | 12 | 19 | 8760 | 433 | 165 | 0.0187 | 0.15 | 0.6612 | 2.4611 | 1.0785 | 1.3826
| 2560 | 12 | 19 | 8760 | 433 | 165 | 0.0187 | 0.15 | 0.6612 | 2.4611 | 1.0785 | 1.3826
| 2561 | 4 | 20 | 8760 | 108 | 36 | 0.0187 | 0.15 | 0.6612 | 0.61385 | 0.23531 | 0.37854
| 2562 | 4 | 20 | 8760 | 108 | 36 | 0.0187 | 0.15 | 0.6612 | 0.61385 | 0.23531 | 0.37854
| 2563 | 4 | 20 | 8760 | 108 | 36 | 0.0187 | 0.15 | 0.6612 | 0.61385 | 0.23531 | 0.37854
| 2564 | 4 | 20 | 8760 | 108 | 36 | 0.0187 | 0.15 | 0.6612 | 0.61385 | 0.23531 | 0.37854
| 2565 | 4 | 20 | 8760 | 108 | 36 | 0.0187 | 0.15 | 0.6612 | 0.61385 | 0.23531 | 0.37854
| 2566 | 4 | 20 | 8760 | 108 | 36 | 0.0187 | 0.15 | 0.6612 | 0.61385 | 0.23531 | 0.37854
| 2567 | 4 | 20 | 8760 | 108 | 36 | 0.0187 | 0.15 | 0.6612 | 0.61385 | 0.23531 | 0.37854
| 2568 | 4 | 20 | 8760 | 108 | 36 | 0.0187 | 0.15 | 0.6612 | 0.61385 | 0.23531 | 0.37854
| 2569 | 4 | 20 | 8760 | 108 | 36 | 0.0187 | 0.15 | 0.6612 | 0.61385 | 0.23531 | 0.37854
| 2570 | 4 | 20 | 8760 | 108 | 36 | 0.0187 | 0.15 | 0.6612 | 0.61385 | 0.23531 | 0.37854
| 2571 | 4 | 20 | 8760 | 108 | 36 | 0.0187 | 0.15 | 0.6612 | 0.61385 | 0.23531 | 0.37854
| 2572 | 4 | 20 | 8760 | 108 | 36 | 0.0187 | 0.15 | 0.6612 | 0.61385 | 0.23531 | 0.37854
| 2573 | 4 | 20 | 8760 | 108 | 36 | 0.0187 | 0.15 | 0.6612 | 0.61385 | 0.23531 | 0.37854
| 2574 | 4 | 20 | 8760 | 108 | 36 | 0.0187 | 0.15 | 0.6612 | 0.61385 | 0.23531 | 0.37854
| 2575 | 4 | 20 | 8760 | 108 | 36 | 0.0187 | 0.15 | 0.6612 | 0.61385 | 0.23531 | 0.37854
| 2576 | 4 | 20 | 8760 | 108 | 36 | 0.0187 | 0.15 | 0.6612 | 0.61385 | 0.23531 | 0.37854
| 2577 | 4 | 20 | 8760 | 108 | 36 | 0.0187 | 0.15 | 0.6612 | 0.61385 | 0.23531 | 0.37854
| 2578 | 4 | 20 | 8760 | 108 | 36 | 0.0187 | 0.15 | 0.6612 | 0.61385 | 0.23531 | 0.37854
| 2579 | 4 | 20 | 8760 | 108 | 36 | 0.0187 | 0.15 | 0.6612 | 0.61385 | 0.23531 | 0.37854
| 2580 | 4 | 20 | 8760 | 108 | 36 | 0.0187 | 0.15 | 0.6612 | 0.61385 | 0.23531 | 0.37854
| 2581 | 2 | 20 | 8760 | 67 | 22 | 0.0187 | 0.15 | 0.6612 | 0.38081 | 0.1438 | 0.23701
| 2582 | 2 | 20 | 8760 | 67 | 22 | 0.0187 | 0.15 | 0.6612 | 0.38081 | 0.1438 | 0.23701
| 2583 | 2 | 20 | 8760 | 67 | 22 | 0.0187 | 0.15 | 0.6612 | 0.38081 | 0.1438 | 0.23701
| 2584 | 2 | 20 | 8760 | 67 | 22 | 0.0187 | 0.15 | 0.6612 | 0.38081 | 0.1438 | 0.23701
| 2585 | 2 | 20 | 8760 | 67 | 22 | 0.0187 | 0.15 | 0.6612 | 0.38081 | 0.1438 | 0.23701
| 2586 | 2 | 20 | 8760 | 67 | 22 | 0.0187 | 0.15 | 0.6612 | 0.38081 | 0.1438 | 0.23701
| 2587 | 2 | 20 | 8760 | 67 | 22 | 0.0187 | 0.15 | 0.6612 | 0.38081 | 0.1438 | 0.23701
| 2588 | 2 | 20 | 8760 | 67 | 22 | 0.0187 | 0.15 | 0.6612 | 0.38081 | 0.1438 | 0.23701
| 2589 | 2 | 20 | 8760 | 67 | 22 | 0.0187 | 0.15 | 0.6612 | 0.38081 | 0.1438 | 0.23701
| 2590 | 2 | 20 | 8760 | 67 | 22 | 0.0187 | 0.15 | 0.6612 | 0.38081 | 0.1438 | 0.23701
| 2591 | 2 | 20 | 8760 | 67 | 22 | 0.0187 | 0.15 | 0.6612 | 0.38081 | 0.1438 | 0.23701
| 2592 | 2 | 20 | 8760 | 67 | 22 | 0.0187 | 0.15 | 0.6612 | 0.38081 | 0.1438 | 0.23701
| 2593 | 3 | 20 | 8760 | 92 | 31 | 0.0187 | 0.15 | 0.6612 | 0.52291 | 0.20263 | 0.32028
| 2594 | 3 | 20 | 8760 | 92 | 31 | 0.0187 | 0.15 | 0.6612 | 0.52291 | 0.20263 | 0.32028
| 2595 | 3 | 20 | 8760 | 92 | 31 | 0.0187 | 0.15 | 0.6612 | 0.52291 | 0.20263 | 0.32028
| 2596 | 3 | 20 | 8760 | 92 | 31 | 0.0187 | 0.15 | 0.6612 | 0.52291 | 0.20263 | 0.32028
| 2597 | 3 | 20 | 8760 | 92 | 31 | 0.0187 | 0.15 | 0.6612 | 0.52291 | 0.20263 | 0.32028
| 2598 | 3 | 20 | 8760 | 92 | 31 | 0.0187 | 0.15 | 0.6612 | 0.52291 | 0.20263 | 0.32028
| 2599 | 3 | 20 | 8760 | 92 | 31 | 0.0187 | 0.15 | 0.6612 | 0.52291 | 0.20263 | 0.32028
| 2600 | 3 | 20 | 8760 | 92 | 31 | 0.0187 | 0.15 | 0.6612 | 0.52291 | 0.20263 | 0.32028
| 2601 | 3 | 20 | 8760 | 92 | 31 | 0.0187 | 0.15 | 0.6612 | 0.52291 | 0.20263 | 0.32028
| 2602 | 3 | 20 | 8760 | 92 | 31 | 0.0187 | 0.15 | 0.6612 | 0.52291 | 0.20263 | 0.32028
| 2603 | 3 | 20 | 8760 | 92 | 31 | 0.0187 | 0.15 | 0.6612 | 0.52291 | 0.20263 | 0.32028
| 2604 | 3 | 20 | 8760 | 92 | 31 | 0.0187 | 0.15 | 0.6612 | 0.52291 | 0.20263 | 0.32028
| 2605 | 3 | 20 | 8760 | 92 | 31 | 0.0187 | 0.15 | 0.6612 | 0.52291 | 0.20263 | 0.32028
| 2606 | 3 | 20 | 8760 | 92 | 31 | 0.0187 | 0.15 | 0.6612 | 0.52291 | 0.20263 | 0.32028
| 2607 | 3 | 20 | 8760 | 92 | 31 | 0.0187 | 0.15 | 0.6612 | 0.52291 | 0.20263 | 0.32028
| 2608 | 3 | 20 | 8760 | 92 | 31 | 0.0187 | 0.15 | 0.6612 | 0.52291 | 0.20263 | 0.32028
| 2609 | 3 | 20 | 8760 | 92 | 31 | 0.0187 | 0.15 | 0.6612 | 0.52291 | 0.20263 | 0.32028
| 2610 | 3 | 20 | 8760 | 92 | 31 | 0.0187 | 0.15 | 0.6612 | 0.52291 | 0.20263 | 0.32028
| 2611 | 3 | 20 | 8760 | 92 | 31 | 0.0187 | 0.15 | 0.6612 | 0.52291 | 0.20263 | 0.32028
| 2612 | 3 | 20 | 8760 | 92 | 31 | 0.0187 | 0.15 | 0.6612 | 0.52291 | 0.20263 | 0.32028
| 2613 | 3 | 20 | 8760 | 92 | 31 | 0.0187 | 0.15 | 0.6612 | 0.52291 | 0.20263 | 0.32028
| 2614 | 3 | 20 | 8760 | 92 | 31 | 0.0187 | 0.15 | 0.6612 | 0.52291 | 0.20263 | 0.32028
| 2615 | 3 | 20 | 8760 | 92 | 31 | 0.0187 | 0.15 | 0.6612 | 0.52291 | 0.20263 | 0.32028
| 2616 | 3 | 20 | 8760 | 92 | 31 | 0.0187 | 0.15 | 0.6612 | 0.52291 | 0.20263 | 0.32028
| 2617 | 3 | 20 | 8760 | 92 | 31 | 0.0187 | 0.15 | 0.6612 | 0.52291 | 0.20263 | 0.32028
| 2618 | 3 | 20 | 8760 | 92 | 31 | 0.0187 | 0.15 | 0.6612 | 0.52291 | 0.20263 | 0.32028
| 2619 | 3 | 20 | 8760 | 92 | 31 | 0.0187 | 0.15 | 0.6612 | 0.52291 | 0.20263 | 0.32028
| 2620 | 3 | 20 | 8760 | 92 | 31 | 0.0187 | 0.15 | 0.6612 | 0.52291 | 0.20263 | 0.32028
| 2621 | 3 | 20 | 8760 | 92 | 31 | 0.0187 | 0.15 | 0.6612 | 0.52291 | 0.20263 | 0.32028
| 2622 | 3 | 20 | 8760 | 92 | 31 | 0.0187 | 0.15 | 0.6612 | 0.52291 | 0.20263 | 0.32028
| 2623 | 3 | 20 | 8760 | 92 | 31 | 0.0187 | 0.15 | 0.6612 | 0.52291 | 0.20263 | 0.32028
| 2624 | 3 | 20 | 8760 | 92 | 31 | 0.0187 | 0.15 | 0.6612 | 0.52291 | 0.20263 | 0.32028
| 2625 | 3 | 20 | 8760 | 92 | 31 | 0.0187 | 0.15 | 0.6612 | 0.52291 | 0.20263 | 0.32028
| 2626 | 3 | 20 | 8760 | 92 | 31 | 0.0187 | 0.15 | 0.6612 | 0.52291 | 0.20263 | 0.32028
| 2627 | 3 | 20 | 8760 | 92 | 31 | 0.0187 | 0.15 | 0.6612 | 0.52291 | 0.20263 | 0.32028
| 2628 | 3 | 20 | 8760 | 92 | 31 | 0.0187 | 0.15 | 0.6612 | 0.52291 | 0.20263 | 0.32028
| 2629 | 3 | 20 | 8760 | 92 | 31 | 0.0187 | 0.15 | 0.6612 | 0.52291 | 0.20263 | 0.32028
| 2630 | 3 | 20 | 8760 | 92 | 31 | 0.0187 | 0.15 | 0.6612 | 0.52291 | 0.20263 | 0.32028
| 2631 | 3 | 20 | 8760 | 92 | 31 | 0.0187 | 0.15 | 0.6612 | 0.52291 | 0.20263 | 0.32028
| 2632 | 3 | 20 | 8760 | 92 | 31 | 0.0187 | 0.15 | 0.6612 | 0.52291 | 0.20263 | 0.32028
| 2633 | 3 | 20 | 8760 | 92 | 31 | 0.0187 | 0.15 | 0.6612 | 0.52291 | 0.20263 | 0.32028
| 2634 | 3 | 20 | 8760 | 92 | 31 | 0.0187 | 0.15 | 0.6612 | 0.52291 | 0.20263 | 0.32028
| 2635 | 3 | 20 | 8760 | 92 | 31 | 0.0187 | 0.15 | 0.6612 | 0.52291 | 0.20263 | 0.32028
| 2636 | 3 | 20 | 8760 | 92 | 31 | 0.0187 | 0.15 | 0.6612 | 0.52291 | 0.20263 | 0.32028
| 2637 | 3 | 20 | 8760 | 92 | 31 | 0.0187 | 0.15 | 0.6612 | 0.52291 | 0.20263 | 0.32028
| 2638 | 3 | 20 | 8760 | 92 | 31 | 0.0187 | 0.15 | 0.6612 | 0.52291 | 0.20263 | 0.32028
| 2639 | 3 | 20 | 8760 | 92 | 31 | 0.0187 | 0.15 | 0.6612 | 0.52291 | 0.20263 | 0.32028
| 2640 | 3 | 20 | 8760 | 92 | 31 | 0.0187 | 0.15 | 0.6612 | 0.52291 | 0.20263 | 0.32028
| 2641 | 3 | 20 | 8760 | 92 | 31 | 0.0187 | 0.15 | 0.6612 | 0.52291 | 0.20263 | 0.32028
| 2642 | 3 | 20 | 8760 | 92 | 31 | 0.0187 | 0.15 | 0.6612 | 0.52291 | 0.20263 | 0.32028
| 2643 | 3 | 20 | 8760 | 92 | 31 | 0.0187 | 0.15 | 0.6612 | 0.52291 | 0.20263 | 0.32028
| 2644 | 3 | 20 | 8760 | 92 | 31 | 0.0187 | 0.15 | 0.6612 | 0.52291 | 0.20263 | 0.32028
| 2645 | 3 | 20 | 8760 | 92 | 31 | 0.0187 | 0.15 | 0.6612 | 0.52291 | 0.20263 | 0.32028
| 2646 | 3 | 20 | 8760 | 92 | 31 | 0.0187 | 0.15 | 0.6612 | 0.52291 | 0.20263 | 0.32028
| 2647 | 3 | 20 | 8760 | 92 | 31 | 0.0187 | 0.15 | 0.6612 | 0.52291 | 0.20263 | 0.32028
| 2648 | 3 | 20 | 8760 | 92 | 31 | 0.0187 | 0.15 | 0.6612 | 0.52291 | 0.20263 | 0.32028
| 2649 | 3 | 20 | 8760 | 92 | 31 | 0.0187 | 0.15 | 0.6612 | 0.52291 | 0.20263 | 0.32028
| 2650 | 3 | 20 | 8760 | 92 | 31 | 0.0187 | 0.15 | 0.6612 | 0.52291 | 0.20263 | 0.32028
| 2651 | 3 | 20 | 8760 | 92 | 31 | 0.0187 | 0.15 | 0.6612 | 0.52291 | 0.20263 | 0.32028
| 2652 | 3 | 20 | 8760 | 92 | 31 | 0.0187 | 0.15 | 0.6612 | 0.52291 | 0.20263 | 0.32028
| 2653 | 4 | 20 | 8760 | 108 | 36 | 0.0187 | 0.15 | 0.6612 | 0.61385 | 0.23531 | 0.37854
| 2654 | 4 | 20 | 8760 | 108 | 36 | 0.0187 | 0.15 | 0.6612 | 0.61385 | 0.23531 | 0.37854
| 2655 | 4 | 20 | 8760 | 108 | 36 | 0.0187 | 0.15 | 0.6612 | 0.61385 | 0.23531 | 0.37854
| 2656 | 4 | 20 | 8760 | 108 | 36 | 0.0187 | 0.15 | 0.6612 | 0.61385 | 0.23531 | 0.37854
| 2657 | 4 | 20 | 8760 | 108 | 36 | 0.0187 | 0.15 | 0.6612 | 0.61385 | 0.23531 | 0.37854
| 2658 | 4 | 20 | 8760 | 108 | 36 | 0.0187 | 0.15 | 0.6612 | 0.61385 | 0.23531 | 0.37854
| 2659 | 4 | 20 | 8760 | 108 | 36 | 0.0187 | 0.15 | 0.6612 | 0.61385 | 0.23531 | 0.37854
| 2660 | 4 | 20 | 8760 | 108 | 36 | 0.0187 | 0.15 | 0.6612 | 0.61385 | 0.23531 | 0.37854
| 2661 | 4 | 20 | 8760 | 108 | 36 | 0.0187 | 0.15 | 0.6612 | 0.61385 | 0.23531 | 0.37854
| 2662 | 4 | 20 | 8760 | 108 | 36 | 0.0187 | 0.15 | 0.6612 | 0.61385 | 0.23531 | 0.37854
| 2663 | 4 | 20 | 8760 | 108 | 36 | 0.0187 | 0.15 | 0.6612 | 0.61385 | 0.23531 | 0.37854
| 2664 | 4 | 20 | 8760 | 108 | 36 | 0.0187 | 0.15 | 0.6612 | 0.61385 | 0.23531 | 0.37854
| 2665 | 4 | 20 | 8760 | 108 | 36 | 0.0187 | 0.15 | 0.6612 | 0.61385 | 0.23531 | 0.37854
| 2666 | 4 | 20 | 8760 | 108 | 36 | 0.0187 | 0.15 | 0.6612 | 0.61385 | 0.23531 | 0.37854
| 2667 | 4 | 20 | 8760 | 108 | 36 | 0.0187 | 0.15 | 0.6612 | 0.61385 | 0.23531 | 0.37854
| 2668 | 4 | 20 | 8760 | 108 | 36 | 0.0187 | 0.15 | 0.6612 | 0.61385 | 0.23531 | 0.37854
| 2669 | 4 | 20 | 8760 | 108 | 36 | 0.0187 | 0.15 | 0.6612 | 0.61385 | 0.23531 | 0.37854
| 2670 | 4 | 20 | 8760 | 108 | 36 | 0.0187 | 0.15 | 0.6612 | 0.61385 | 0.23531 | 0.37854
| 2671 | 4 | 20 | 8760 | 108 | 36 | 0.0187 | 0.15 | 0.6612 | 0.61385 | 0.23531 | 0.37854
| 2672 | 4 | 20 | 8760 | 108 | 36 | 0.0187 | 0.15 | 0.6612 | 0.61385 | 0.23531 | 0.37854
| 2673 | 4 | 20 | 8760 | 108 | 36 | 0.0187 | 0.15 | 0.6612 | 0.61385 | 0.23531 | 0.37854
| 2674 | 4 | 20 | 8760 | 108 | 36 | 0.0187 | 0.15 | 0.6612 | 0.61385 | 0.23531 | 0.37854
| 2675 | 4 | 20 | 8760 | 108 | 36 | 0.0187 | 0.15 | 0.6612 | 0.61385 | 0.23531 | 0.37854
| 2676 | 4 | 20 | 8760 | 108 | 36 | 0.0187 | 0.15 | 0.6612 | 0.61385 | 0.23531 | 0.37854
| 2677 | 4 | 20 | 8760 | 108 | 36 | 0.0187 | 0.15 | 0.6612 | 0.61385 | 0.23531 | 0.37854
| 2678 | 4 | 20 | 8760 | 108 | 36 | 0.0187 | 0.15 | 0.6612 | 0.61385 | 0.23531 | 0.37854
| 2679 | 5 | 20 | 8760 | 148 | 49 | 0.0187 | 0.15 | 0.6612 | 0.8412 | 0.32028 | 0.52092
| 2680 | 8 | 20 | 8760 | 280 | 95 | 0.0187 | 0.15 | 0.6612 | 1.5915 | 0.62096 | 0.97051
| 2681 | 11 | 20 | 8760 | 390 | 145 | 0.0187 | 0.15 | 0.6612 | 2.2167 | 0.94777 | 1.2689
| 2682 | 13 | 20 | 8760 | 580 | 220 | 0.0187 | 0.15 | 0.6612 | 3.2966 | 1.438 | 1.8586
| 2683 | 15 | 20 | 8760 | 855 | 290 | 0.0187 | 0.15 | 0.6612 | 4.8596 | 1.8955 | 2.9641
| 2684 | 7 | 21 | 8760 | 205 | 70 | 0.0187 | 0.15 | 0.6612 | 1.1652 | 0.45755 | 0.70763
| 2685 | 7 | 21 | 8760 | 205 | 70 | 0.0187 | 0.15 | 0.6612 | 1.1652 | 0.45755 | 0.70763
| 2686 | 7 | 21 | 8760 | 205 | 70 | 0.0187 | 0.15 | 0.6612 | 1.1652 | 0.45755 | 0.70763
| 2687 | 12 | 33 | 8760 | 433 | 165 | 0.0187 | 0.15 | 0.6612 | 2.4611 | 1.0785 | 1.3826
| 2688 | 12 | 33 | 8760 | 433 | 165 | 0.0187 | 0.15 | 0.6612 | 2.4611 | 1.0785 | 1.3826
| 2689 | 12 | 33 | 8760 | 433 | 165 | 0.0187 | 0.15 | 0.6612 | 2.4611 | 1.0785 | 1.3826
| 2690 | 12 | 33 | 8760 | 433 | 165 | 0.0187 | 0.15 | 0.6612 | 2.4611 | 1.0785 | 1.3826
| 2691 | 12 | 33 | 8760 | 433 | 165 | 0.0187 | 0.15 | 0.6612 | 2.4611 | 1.0785 | 1.3826
| 2692 | 12 | 33 | 8760 | 433 | 165 | 0.0187 | 0.15 | 0.6612 | 2.4611 | 1.0785 | 1.3826
| 2693 | 12 | 33 | 8760 | 433 | 165 | 0.0187 | 0.15 | 0.6612 | 2.4611 | 1.0785 | 1.3826
| 2694 | 12 | 33 | 8760 | 433 | 165 | 0.0187 | 0.15 | 0.6612 | 2.4611 | 1.0785 | 1.3826
| 2695 | 10 | 33 | 8760 | 340 | 125 | 0.0187 | 0.15 | 0.6612 | 1.9325 | 0.81705 | 1.1154
| 2696 | 10 | 33 | 8760 | 340 | 125 | 0.0187 | 0.15 | 0.6612 | 1.9325 | 0.81705 | 1.1154
| 2697 | 10 | 33 | 8760 | 340 | 125 | 0.0187 | 0.15 | 0.6612 | 1.9325 | 0.81705 | 1.1154
| 2698 | 10 | 33 | 8760 | 340 | 125 | 0.0187 | 0.15 | 0.6612 | 1.9325 | 0.81705 | 1.1154
| 2699 | 10 | 33 | 8760 | 340 | 125 | 0.0187 | 0.15 | 0.6612 | 1.9325 | 0.81705 | 1.1154
| 2700 | 12 | 33 | 8760 | 433 | 165 | 0.0187 | 0.15 | 0.6612 | 2.4611 | 1.0785 | 1.3826
| 2701 | 12 | 33 | 8760 | 433 | 165 | 0.0187 | 0.15 | 0.6612 | 2.4611 | 1.0785 | 1.3826
| 2702 | 12 | 33 | 8760 | 433 | 165 | 0.0187 | 0.15 | 0.6612 | 2.4611 | 1.0785 | 1.3826
| 2703 | 12 | 33 | 8760 | 433 | 165 | 0.0187 | 0.15 | 0.6612 | 2.4611 | 1.0785 | 1.3826
| 2704 | 12 | 33 | 8760 | 433 | 165 | 0.0187 | 0.15 | 0.6612 | 2.4611 | 1.0785 | 1.3826
| 2705 | 12 | 33 | 8760 | 433 | 165 | 0.0187 | 0.15 | 0.6612 | 2.4611 | 1.0785 | 1.3826
| 2706 | 12 | 33 | 8760 | 433 | 165 | 0.0187 | 0.15 | 0.6612 | 2.4611 | 1.0785 | 1.3826
| 2707 | 12 | 33 | 8760 | 433 | 165 | 0.0187 | 0.15 | 0.6612 | 2.4611 | 1.0785 | 1.3826
| 2708 | 12 | 33 | 8760 | 433 | 165 | 0.0187 | 0.15 | 0.6612 | 2.4611 | 1.0785 | 1.3826
| 2709 | 12 | 33 | 8760 | 433 | 165 | 0.0187 | 0.15 | 0.6612 | 2.4611 | 1.0785 | 1.3826
| 2710 | 12 | 33 | 8760 | 433 | 165 | 0.0187 | 0.15 | 0.6612 | 2.4611 | 1.0785 | 1.3826
| 2711 | 12 | 33 | 8760 | 433 | 165 | 0.0187 | 0.15 | 0.6612 | 2.4611 | 1.0785 | 1.3826
| 2712 | 12 | 33 | 8760 | 433 | 165 | 0.0187 | 0.15 | 0.6612 | 2.4611 | 1.0785 | 1.3826
| 2713 | 12 | 33 | 8760 | 433 | 165 | 0.0187 | 0.15 | 0.6612 | 2.4611 | 1.0785 | 1.3826
| 2714 | 12 | 33 | 8760 | 433 | 165 | 0.0187 | 0.15 | 0.6612 | 2.4611 | 1.0785 | 1.3826
| 2715 | 12 | 33 | 8760 | 433 | 165 | 0.0187 | 0.15 | 0.6612 | 2.4611 | 1.0785 | 1.3826
| 2716 | 12 | 33 | 8760 | 433 | 165 | 0.0187 | 0.15 | 0.6612 | 2.4611 | 1.0785 | 1.3826
| 2717 | 12 | 33 | 8760 | 433 | 165 | 0.0187 | 0.15 | 0.6612 | 2.4611 | 1.0785 | 1.3826
| 2718 | 12 | 33 | 8760 | 433 | 165 | 0.0187 | 0.15 | 0.6612 | 2.4611 | 1.0785 | 1.3826
| 2719 | 12 | 33 | 8760 | 433 | 165 | 0.0187 | 0.15 | 0.6612 | 2.4611 | 1.0785 | 1.3826
| 2720 | 12 | 33 | 8760 | 433 | 165 | 0.0187 | 0.15 | 0.6612 | 2.4611 | 1.0785 | 1.3826
| 2721 | 12 | 33 | 8760 | 433 | 165 | 0.0187 | 0.15 | 0.6612 | 2.4611 | 1.0785 | 1.3826
| 2722 | 12 | 33 | 8760 | 433 | 165 | 0.0187 | 0.15 | 0.6612 | 2.4611 | 1.0785 | 1.3826
| 2723 | 12 | 33 | 8760 | 433 | 165 | 0.0187 | 0.15 | 0.6612 | 2.4611 | 1.0785 | 1.3826
| 2724 | 12 | 33 | 8760 | 433 | 165 | 0.0187 | 0.15 | 0.6612 | 2.4611 | 1.0785 | 1.3826
| 2725 | 12 | 33 | 8760 | 433 | 165 | 0.0187 | 0.15 | 0.6612 | 2.4611 | 1.0785 | 1.3826
| 2726 | 12 | 33 | 8760 | 433 | 165 | 0.0187 | 0.15 | 0.6612 | 2.4611 | 1.0785 | 1.3826
| 2727 | 12 | 33 | 8760 | 433 | 165 | 0.0187 | 0.15 | 0.6612 | 2.4611 | 1.0785 | 1.3826
| 2728 | 12 | 33 | 8760 | 433 | 165 | 0.0187 | 0.15 | 0.6612 | 2.4611 | 1.0785 | 1.3826
| 2729 | 12 | 33 | 8760 | 433 | 165 | 0.0187 | 0.15 | 0.6612 | 2.4611 | 1.0785 | 1.3826
| 2730 | 12 | 33 | 8760 | 433 | 165 | 0.0187 | 0.15 | 0.6612 | 2.4611 | 1.0785 | 1.3826
| 2731 | 12 | 33 | 8760 | 433 | 165 | 0.0187 | 0.15 | 0.6612 | 2.4611 | 1.0785 | 1.3826
| 2732 | 12 | 33 | 8760 | 433 | 165 | 0.0187 | 0.15 | 0.6612 | 2.4611 | 1.0785 | 1.3826
| 2733 | 12 | 33 | 8760 | 433 | 165 | 0.0187 | 0.15 | 0.6612 | 2.4611 | 1.0785 | 1.3826
| 2734 | 12 | 33 | 8760 | 433 | 165 | 0.0187 | 0.15 | 0.6612 | 2.4611 | 1.0785 | 1.3826
| 2735 | 12 | 33 | 8760 | 433 | 165 | 0.0187 | 0.15 | 0.6612 | 2.4611 | 1.0785 | 1.3826
| 2736 | 12 | 33 | 8760 | 433 | 165 | 0.0187 | 0.15 | 0.6612 | 2.4611 | 1.0785 | 1.3826
| 2737 | 12 | 33 | 8760 | 433 | 165 | 0.0187 | 0.15 | 0.6612 | 2.4611 | 1.0785 | 1.3826
| 2738 | 12 | 33 | 8760 | 433 | 165 | 0.0187 | 0.15 | 0.6612 | 2.4611 | 1.0785 | 1.3826
| 2739 | 12 | 33 | 8760 | 433 | 165 | 0.0187 | 0.15 | 0.6612 | 2.4611 | 1.0785 | 1.3826
| 2740 | 12 | 33 | 8760 | 433 | 165 | 0.0187 | 0.15 | 0.6612 | 2.4611 | 1.0785 | 1.3826
| 2741 | 12 | 33 | 8760 | 433 | 165 | 0.0187 | 0.15 | 0.6612 | 2.4611 | 1.0785 | 1.3826
| 2742 | 12 | 33 | 8760 | 433 | 165 | 0.0187 | 0.15 | 0.6612 | 2.4611 | 1.0785 | 1.3826
| 2743 | 12 | 33 | 8760 | 433 | 165 | 0.0187 | 0.15 | 0.6612 | 2.4611 | 1.0785 | 1.3826
| 2744 | 12 | 33 | 8760 | 433 | 165 | 0.0187 | 0.15 | 0.6612 | 2.4611 | 1.0785 | 1.3826
| 2745 | 12 | 33 | 8760 | 433 | 165 | 0.0187 | 0.15 | 0.6612 | 2.4611 | 1.0785 | 1.3826
| 2746 | 12 | 33 | 8760 | 433 | 165 | 0.0187 | 0.15 | 0.6612 | 2.4611 | 1.0785 | 1.3826
| 2747 | 12 | 33 | 8760 | 433 | 165 | 0.0187 | 0.15 | 0.6612 | 2.4611 | 1.0785 | 1.3826
| 2748 | 12 | 33 | 8760 | 433 | 165 | 0.0187 | 0.15 | 0.6612 | 2.4611 | 1.0785 | 1.3826
| 2749 | 12 | 33 | 8760 | 433 | 165 | 0.0187 | 0.15 | 0.6612 | 2.4611 | 1.0785 | 1.3826
| 2750 | 12 | 33 | 8760 | 433 | 165 | 0.0187 | 0.15 | 0.6612 | 2.4611 | 1.0785 | 1.3826
| 2751 | 13 | 33 | 8760 | 580 | 220 | 0.0187 | 0.15 | 0.6612 | 3.2966 | 1.438 | 1.8586
| 2752 | 10 | 33 | 8760 | 340 | 125 | 0.0187 | 0.15 | 0.6612 | 1.9325 | 0.81705 | 1.1154
| 2753 | 10 | 33 | 8760 | 340 | 125 | 0.0187 | 0.15 | 0.6612 | 1.9325 | 0.81705 | 1.1154
| 2754 | 10 | 33 | 8760 | 340 | 125 | 0.0187 | 0.15 | 0.6612 | 1.9325 | 0.81705 | 1.1154
| 2755 | 10 | 33 | 8760 | 340 | 125 | 0.0187 | 0.15 | 0.6612 | 1.9325 | 0.81705 | 1.1154
| 2756 | 10 | 33 | 8760 | 340 | 125 | 0.0187 | 0.15 | 0.6612 | 1.9325 | 0.81705 | 1.1154
| 2757 | 10 | 33 | 8760 | 340 | 125 | 0.0187 | 0.15 | 0.6612 | 1.9325 | 0.81705 | 1.1154
| 2758 | 10 | 33 | 8760 | 340 | 125 | 0.0187 | 0.15 | 0.6612 | 1.9325 | 0.81705 | 1.1154
| 2759 | 10 | 33 | 8760 | 340 | 125 | 0.0187 | 0.15 | 0.6612 | 1.9325 | 0.81705 | 1.1154
| 2760 | 10 | 33 | 8760 | 340 | 125 | 0.0187 | 0.15 | 0.6612 | 1.9325 | 0.81705 | 1.1154
| 2761 | 10 | 33 | 8760 | 340 | 125 | 0.0187 | 0.15 | 0.6612 | 1.9325 | 0.81705 | 1.1154
| 2762 | 10 | 33 | 8760 | 340 | 125 | 0.0187 | 0.15 | 0.6612 | 1.9325 | 0.81705 | 1.1154
| 2763 | 10 | 33 | 8760 | 340 | 125 | 0.0187 | 0.15 | 0.6612 | 1.9325 | 0.81705 | 1.1154
| 2764 | 10 | 33 | 8760 | 340 | 125 | 0.0187 | 0.15 | 0.6612 | 1.9325 | 0.81705 | 1.1154
| 2765 | 10 | 33 | 8760 | 340 | 125 | 0.0187 | 0.15 | 0.6612 | 1.9325 | 0.81705 | 1.1154
| 2766 | 10 | 33 | 8760 | 340 | 125 | 0.0187 | 0.15 | 0.6612 | 1.9325 | 0.81705 | 1.1154
| 2767 | 10 | 33 | 8760 | 340 | 125 | 0.0187 | 0.15 | 0.6612 | 1.9325 | 0.81705 | 1.1154
| 2768 | 10 | 33 | 8760 | 340 | 125 | 0.0187 | 0.15 | 0.6612 | 1.9325 | 0.81705 | 1.1154
| 2769 | 10 | 33 | 8760 | 340 | 125 | 0.0187 | 0.15 | 0.6612 | 1.9325 | 0.81705 | 1.1154
| 2770 | 10 | 33 | 8760 | 340 | 125 | 0.0187 | 0.15 | 0.6612 | 1.9325 | 0.81705 | 1.1154
| 2771 | 10 | 33 | 8760 | 340 | 125 | 0.0187 | 0.15 | 0.6612 | 1.9325 | 0.81705 | 1.1154
| 2772 | 10 | 33 | 8760 | 340 | 125 | 0.0187 | 0.15 | 0.6612 | 1.9325 | 0.81705 | 1.1154
| 2773 | 10 | 33 | 8760 | 340 | 125 | 0.0187 | 0.15 | 0.6612 | 1.9325 | 0.81705 | 1.1154
| 2774 | 10 | 33 | 8760 | 340 | 125 | 0.0187 | 0.15 | 0.6612 | 1.9325 | 0.81705 | 1.1154
| 2775 | 10 | 33 | 8760 | 340 | 125 | 0.0187 | 0.15 | 0.6612 | 1.9325 | 0.81705 | 1.1154
| 2776 | 10 | 33 | 8760 | 340 | 125 | 0.0187 | 0.15 | 0.6612 | 1.9325 | 0.81705 | 1.1154
| 2777 | 10 | 33 | 8760 | 340 | 125 | 0.0187 | 0.15 | 0.6612 | 1.9325 | 0.81705 | 1.1154
| 2778 | 10 | 33 | 8760 | 340 | 125 | 0.0187 | 0.15 | 0.6612 | 1.9325 | 0.81705 | 1.1154
| 2779 | 10 | 33 | 8760 | 340 | 125 | 0.0187 | 0.15 | 0.6612 | 1.9325 | 0.81705 | 1.1154
| 2780 | 10 | 33 | 8760 | 340 | 125 | 0.0187 | 0.15 | 0.6612 | 1.9325 | 0.81705 | 1.1154
| 2781 | 10 | 33 | 8760 | 340 | 125 | 0.0187 | 0.15 | 0.6612 | 1.9325 | 0.81705 | 1.1154
| 2782 | 10 | 33 | 8760 | 340 | 125 | 0.0187 | 0.15 | 0.6612 | 1.9325 | 0.81705 | 1.1154
| 2783 | 12 | 33 | 8760 | 433 | 165 | 0.0187 | 0.15 | 0.6612 | 2.4611 | 1.0785 | 1.3826
| 2784 | 12 | 33 | 8760 | 433 | 165 | 0.0187 | 0.15 | 0.6612 | 2.4611 | 1.0785 | 1.3826
| 2785 | 12 | 33 | 8760 | 433 | 165 | 0.0187 | 0.15 | 0.6612 | 2.4611 | 1.0785 | 1.3826
| 2786 | 12 | 33 | 8760 | 433 | 165 | 0.0187 | 0.15 | 0.6612 | 2.4611 | 1.0785 | 1.3826
| 2787 | 12 | 33 | 8760 | 433 | 165 | 0.0187 | 0.15 | 0.6612 | 2.4611 | 1.0785 | 1.3826
| 2788 | 12 | 33 | 8760 | 433 | 165 | 0.0187 | 0.15 | 0.6612 | 2.4611 | 1.0785 | 1.3826
| 2789 | 12 | 33 | 8760 | 433 | 165 | 0.0187 | 0.15 | 0.6612 | 2.4611 | 1.0785 | 1.3826
| 2790 | 12 | 33 | 8760 | 433 | 165 | 0.0187 | 0.15 | 0.6612 | 2.4611 | 1.0785 | 1.3826
| 2791 | 12 | 33 | 8760 | 433 | 165 | 0.0187 | 0.15 | 0.6612 | 2.4611 | 1.0785 | 1.3826
| 2792 | 12 | 33 | 8760 | 433 | 165 | 0.0187 | 0.15 | 0.6612 | 2.4611 | 1.0785 | 1.3826
| 2793 | 12 | 33 | 8760 | 433 | 165 | 0.0187 | 0.15 | 0.6612 | 2.4611 | 1.0785 | 1.3826
| 2794 | 12 | 33 | 8760 | 433 | 165 | 0.0187 | 0.15 | 0.6612 | 2.4611 | 1.0785 | 1.3826
| 2795 | 12 | 33 | 8760 | 433 | 165 | 0.0187 | 0.15 | 0.6612 | 2.4611 | 1.0785 | 1.3826
| 2796 | 12 | 33 | 8760 | 433 | 165 | 0.0187 | 0.15 | 0.6612 | 2.4611 | 1.0785 | 1.3826
| 2797 | 12 | 33 | 8760 | 433 | 165 | 0.0187 | 0.15 | 0.6612 | 2.4611 | 1.0785 | 1.3826
| 2798 | 12 | 33 | 8760 | 433 | 165 | 0.0187 | 0.15 | 0.6612 | 2.4611 | 1.0785 | 1.3826
| 2799 | 12 | 33 | 8760 | 433 | 165 | 0.0187 | 0.15 | 0.6612 | 2.4611 | 1.0785 | 1.3826
| 2800 | 12 | 33 | 8760 | 433 | 165 | 0.0187 | 0.15 | 0.6612 | 2.4611 | 1.0785 | 1.3826
| 2801 | 12 | 33 | 8760 | 433 | 165 | 0.0187 | 0.15 | 0.6612 | 2.4611 | 1.0785 | 1.3826
| 2802 | 12 | 33 | 8760 | 433 | 165 | 0.0187 | 0.15 | 0.6612 | 2.4611 | 1.0785 | 1.3826
| 2803 | 12 | 33 | 8760 | 433 | 165 | 0.0187 | 0.15 | 0.6612 | 2.4611 | 1.0785 | 1.3826
| 2804 | 12 | 33 | 8760 | 433 | 165 | 0.0187 | 0.15 | 0.6612 | 2.4611 | 1.0785 | 1.3826
| 2805 | 12 | 33 | 8760 | 433 | 165 | 0.0187 | 0.15 | 0.6612 | 2.4611 | 1.0785 | 1.3826
| 2806 | 12 | 33 | 8760 | 433 | 165 | 0.0187 | 0.15 | 0.6612 | 2.4611 | 1.0785 | 1.3826
| 2807 | 12 | 33 | 8760 | 433 | 165 | 0.0187 | 0.15 | 0.6612 | 2.4611 | 1.0785 | 1.3826
| 2808 | 12 | 33 | 8760 | 433 | 165 | 0.0187 | 0.15 | 0.6612 | 2.4611 | 1.0785 | 1.3826
| 2809 | 12 | 33 | 8760 | 433 | 165 | 0.0187 | 0.15 | 0.6612 | 2.4611 | 1.0785 | 1.3826
| 2810 | 12 | 33 | 8760 | 433 | 165 | 0.0187 | 0.15 | 0.6612 | 2.4611 | 1.0785 | 1.3826
| 2811 | 12 | 33 | 8760 | 433 | 165 | 0.0187 | 0.15 | 0.6612 | 2.4611 | 1.0785 | 1.3826
| 2812 | 12 | 33 | 8760 | 433 | 165 | 0.0187 | 0.15 | 0.6612 | 2.4611 | 1.0785 | 1.3826
| 2813 | 12 | 33 | 8760 | 433 | 165 | 0.0187 | 0.15 | 0.6612 | 2.4611 | 1.0785 | 1.3826
| 2814 | 12 | 33 | 8760 | 433 | 165 | 0.0187 | 0.15 | 0.6612 | 2.4611 | 1.0785 | 1.3826
| 2815 | 12 | 33 | 8760 | 433 | 165 | 0.0187 | 0.15 | 0.6612 | 2.4611 | 1.0785 | 1.3826
| 2816 | 12 | 33 | 8760 | 433 | 165 | 0.0187 | 0.15 | 0.6612 | 2.4611 | 1.0785 | 1.3826
| 2817 | 12 | 33 | 8760 | 433 | 165 | 0.0187 | 0.15 | 0.6612 | 2.4611 | 1.0785 | 1.3826
| 2818 | 12 | 33 | 8760 | 433 | 165 | 0.0187 | 0.15 | 0.6612 | 2.4611 | 1.0785 | 1.3826
| 2819 | 12 | 33 | 8760 | 433 | 165 | 0.0187 | 0.15 | 0.6612 | 2.4611 | 1.0785 | 1.3826
| 2820 | 12 | 33 | 8760 | 433 | 165 | 0.0187 | 0.15 | 0.6612 | 2.4611 | 1.0785 | 1.3826
| 2821 | 12 | 33 | 8760 | 433 | 165 | 0.0187 | 0.15 | 0.6612 | 2.4611 | 1.0785 | 1.3826
| 2822 | 12 | 33 | 8760 | 433 | 165 | 0.0187 | 0.15 | 0.6612 | 2.4611 | 1.0785 | 1.3826
| 2823 | 12 | 33 | 8760 | 433 | 165 | 0.0187 | 0.15 | 0.6612 | 2.4611 | 1.0785 | 1.3826
| 2824 | 12 | 33 | 8760 | 433 | 165 | 0.0187 | 0.15 | 0.6612 | 2.4611 | 1.0785 | 1.3826
| 2825 | 12 | 33 | 8760 | 433 | 165 | 0.0187 | 0.15 | 0.6612 | 2.4611 | 1.0785 | 1.3826
| 2826 | 12 | 33 | 8760 | 433 | 165 | 0.0187 | 0.15 | 0.6612 | 2.4611 | 1.0785 | 1.3826
| 2827 | 12 | 33 | 8760 | 433 | 165 | 0.0187 | 0.15 | 0.6612 | 2.4611 | 1.0785 | 1.3826
| 2828 | 12 | 33 | 8760 | 433 | 165 | 0.0187 | 0.15 | 0.6612 | 2.4611 | 1.0785 | 1.3826
| 2829 | 12 | 33 | 8760 | 433 | 165 | 0.0187 | 0.15 | 0.6612 | 2.4611 | 1.0785 | 1.3826
| 2830 | 12 | 33 | 8760 | 433 | 165 | 0.0187 | 0.15 | 0.6612 | 2.4611 | 1.0785 | 1.3826
| 2831 | 12 | 33 | 8760 | 433 | 165 | 0.0187 | 0.15 | 0.6612 | 2.4611 | 1.0785 | 1.3826
| 2832 | 12 | 33 | 8760 | 433 | 165 | 0.0187 | 0.15 | 0.6612 | 2.4611 | 1.0785 | 1.3826
| 2833 | 12 | 33 | 8760 | 433 | 165 | 0.0187 | 0.15 | 0.6612 | 2.4611 | 1.0785 | 1.3826
| 2834 | 12 | 33 | 8760 | 433 | 165 | 0.0187 | 0.15 | 0.6612 | 2.4611 | 1.0785 | 1.3826
| 2835 | 12 | 33 | 8760 | 433 | 165 | 0.0187 | 0.15 | 0.6612 | 2.4611 | 1.0785 | 1.3826
| 2836 | 12 | 33 | 8760 | 433 | 165 | 0.0187 | 0.15 | 0.6612 | 2.4611 | 1.0785 | 1.3826
| 2837 | 12 | 33 | 8760 | 433 | 165 | 0.0187 | 0.15 | 0.6612 | 2.4611 | 1.0785 | 1.3826
| 2838 | 12 | 33 | 8760 | 433 | 165 | 0.0187 | 0.15 | 0.6612 | 2.4611 | 1.0785 | 1.3826
| 2839 | 12 | 33 | 8760 | 433 | 165 | 0.0187 | 0.15 | 0.6612 | 2.4611 | 1.0785 | 1.3826
| 2840 | 12 | 33 | 8760 | 433 | 165 | 0.0187 | 0.15 | 0.6612 | 2.4611 | 1.0785 | 1.3826
| 2841 | 12 | 33 | 8760 | 433 | 165 | 0.0187 | 0.15 | 0.6612 | 2.4611 | 1.0785 | 1.3826
| 2842 | 12 | 33 | 8760 | 433 | 165 | 0.0187 | 0.15 | 0.6612 | 2.4611 | 1.0785 | 1.3826
| 2843 | 12 | 33 | 8760 | 433 | 165 | 0.0187 | 0.15 | 0.6612 | 2.4611 | 1.0785 | 1.3826
| 2844 | 12 | 33 | 8760 | 433 | 165 | 0.0187 | 0.15 | 0.6612 | 2.4611 | 1.0785 | 1.3826
| 2845 | 12 | 33 | 8760 | 433 | 165 | 0.0187 | 0.15 | 0.6612 | 2.4611 | 1.0785 | 1.3826
| 2846 | 12 | 33 | 8760 | 433 | 165 | 0.0187 | 0.15 | 0.6612 | 2.4611 | 1.0785 | 1.3826
| 2847 | 12 | 33 | 8760 | 433 | 165 | 0.0187 | 0.15 | 0.6612 | 2.4611 | 1.0785 | 1.3826
| 2848 | 12 | 33 | 8760 | 433 | 165 | 0.0187 | 0.15 | 0.6612 | 2.4611 | 1.0785 | 1.3826
| 2849 | 12 | 33 | 8760 | 433 | 165 | 0.0187 | 0.15 | 0.6612 | 2.4611 | 1.0785 | 1.3826
| 2850 | 12 | 33 | 8760 | 433 | 165 | 0.0187 | 0.15 | 0.6612 | 2.4611 | 1.0785 | 1.3826
| 2851 | 12 | 33 | 8760 | 433 | 165 | 0.0187 | 0.15 | 0.6612 | 2.4611 | 1.0785 | 1.3826
| 2852 | 12 | 33 | 8760 | 433 | 165 | 0.0187 | 0.15 | 0.6612 | 2.4611 | 1.0785 | 1.3826
| 2853 | 12 | 33 | 8760 | 433 | 165 | 0.0187 | 0.15 | 0.6612 | 2.4611 | 1.0785 | 1.3826
| 2854 | 12 | 33 | 8760 | 433 | 165 | 0.0187 | 0.15 | 0.6612 | 2.4611 | 1.0785 | 1.3826
| 2855 | 12 | 33 | 8760 | 433 | 165 | 0.0187 | 0.15 | 0.6612 | 2.4611 | 1.0785 | 1.3826
| 2856 | 12 | 33 | 8760 | 433 | 165 | 0.0187 | 0.15 | 0.6612 | 2.4611 | 1.0785 | 1.3826
| 2857 | 12 | 33 | 8760 | 433 | 165 | 0.0187 | 0.15 | 0.6612 | 2.4611 | 1.0785 | 1.3826
| 2858 | 12 | 33 | 8760 | 433 | 165 | 0.0187 | 0.15 | 0.6612 | 2.4611 | 1.0785 | 1.3826
| 2859 | 12 | 33 | 8760 | 433 | 165 | 0.0187 | 0.15 | 0.6612 | 2.4611 | 1.0785 | 1.3826
| 2860 | 12 | 33 | 8760 | 433 | 165 | 0.0187 | 0.15 | 0.6612 | 2.4611 | 1.0785 | 1.3826
| 2861 | 12 | 33 | 8760 | 433 | 165 | 0.0187 | 0.15 | 0.6612 | 2.4611 | 1.0785 | 1.3826
| 2862 | 12 | 33 | 8760 | 433 | 165 | 0.0187 | 0.15 | 0.6612 | 2.4611 | 1.0785 | 1.3826
| 2863 | 12 | 33 | 8760 | 433 | 165 | 0.0187 | 0.15 | 0.6612 | 2.4611 | 1.0785 | 1.3826
| 2864 | 12 | 33 | 8760 | 433 | 165 | 0.0187 | 0.15 | 0.6612 | 2.4611 | 1.0785 | 1.3826
| 2865 | 12 | 33 | 8760 | 433 | 165 | 0.0187 | 0.15 | 0.6612 | 2.4611 | 1.0785 | 1.3826
| 2866 | 12 | 33 | 8760 | 433 | 165 | 0.0187 | 0.15 | 0.6612 | 2.4611 | 1.0785 | 1.3826
| 2867 | 12 | 33 | 8760 | 433 | 165 | 0.0187 | 0.15 | 0.6612 | 2.4611 | 1.0785 | 1.3826
| 2868 | 12 | 33 | 8760 | 433 | 165 | 0.0187 | 0.15 | 0.6612 | 2.4611 | 1.0785 | 1.3826
| 2869 | 12 | 33 | 8760 | 433 | 165 | 0.0187 | 0.15 | 0.6612 | 2.4611 | 1.0785 | 1.3826
| 2870 | 12 | 33 | 8760 | 433 | 165 | 0.0187 | 0.15 | 0.6612 | 2.4611 | 1.0785 | 1.3826
| 2871 | 12 | 33 | 8760 | 433 | 165 | 0.0187 | 0.15 | 0.6612 | 2.4611 | 1.0785 | 1.3826
| 2872 | 12 | 33 | 8760 | 433 | 165 | 0.0187 | 0.15 | 0.6612 | 2.4611 | 1.0785 | 1.3826
| 2873 | 12 | 33 | 8760 | 433 | 165 | 0.0187 | 0.15 | 0.6612 | 2.4611 | 1.0785 | 1.3826
| 2874 | 12 | 33 | 8760 | 433 | 165 | 0.0187 | 0.15 | 0.6612 | 2.4611 | 1.0785 | 1.3826
| 2875 | 12 | 33 | 8760 | 433 | 165 | 0.0187 | 0.15 | 0.6612 | 2.4611 | 1.0785 | 1.3826
| 2876 | 12 | 33 | 8760 | 433 | 165 | 0.0187 | 0.15 | 0.6612 | 2.4611 | 1.0785 | 1.3826
| 2877 | 12 | 33 | 8760 | 433 | 165 | 0.0187 | 0.15 | 0.6612 | 2.4611 | 1.0785 | 1.3826
| 2878 | 12 | 33 | 8760 | 433 | 165 | 0.0187 | 0.15 | 0.6612 | 2.4611 | 1.0785 | 1.3826
| 2879 | 12 | 33 | 8760 | 433 | 165 | 0.0187 | 0.15 | 0.6612 | 2.4611 | 1.0785 | 1.3826
| 2880 | 12 | 33 | 8760 | 433 | 165 | 0.0187 | 0.15 | 0.6612 | 2.4611 | 1.0785 | 1.3826
| 2881 | 12 | 33 | 8760 | 433 | 165 | 0.0187 | 0.15 | 0.6612 | 2.4611 | 1.0785 | 1.3826
| 2882 | 12 | 33 | 8760 | 433 | 165 | 0.0187 | 0.15 | 0.6612 | 2.4611 | 1.0785 | 1.3826
| 2883 | 12 | 33 | 8760 | 433 | 165 | 0.0187 | 0.15 | 0.6612 | 2.4611 | 1.0785 | 1.3826
| 2884 | 12 | 33 | 8760 | 433 | 165 | 0.0187 | 0.15 | 0.6612 | 2.4611 | 1.0785 | 1.3826
| 2885 | 12 | 33 | 8760 | 433 | 165 | 0.0187 | 0.15 | 0.6612 | 2.4611 | 1.0785 | 1.3826
| 2886 | 12 | 33 | 8760 | 433 | 165 | 0.0187 | 0.15 | 0.6612 | 2.4611 | 1.0785 | 1.3826
| 2887 | 12 | 33 | 8760 | 433 | 165 | 0.0187 | 0.15 | 0.6612 | 2.4611 | 1.0785 | 1.3826
| 2888 | 12 | 33 | 8760 | 433 | 165 | 0.0187 | 0.15 | 0.6612 | 2.4611 | 1.0785 | 1.3826
| 2889 | 12 | 33 | 8760 | 433 | 165 | 0.0187 | 0.15 | 0.6612 | 2.4611 | 1.0785 | 1.3826
| 2890 | 12 | 33 | 8760 | 433 | 165 | 0.0187 | 0.15 | 0.6612 | 2.4611 | 1.0785 | 1.3826
| 2891 | 12 | 33 | 8760 | 433 | 165 | 0.0187 | 0.15 | 0.6612 | 2.4611 | 1.0785 | 1.3826
| 2892 | 12 | 33 | 8760 | 433 | 165 | 0.0187 | 0.15 | 0.6612 | 2.4611 | 1.0785 | 1.3826
| 2893 | 12 | 33 | 8760 | 433 | 165 | 0.0187 | 0.15 | 0.6612 | 2.4611 | 1.0785 | 1.3826
| 2894 | 12 | 33 | 8760 | 433 | 165 | 0.0187 | 0.15 | 0.6612 | 2.4611 | 1.0785 | 1.3826
| 2895 | 12 | 33 | 8760 | 433 | 165 | 0.0187 | 0.15 | 0.6612 | 2.4611 | 1.0785 | 1.3826
| 2896 | 12 | 33 | 8760 | 433 | 165 | 0.0187 | 0.15 | 0.6612 | 2.4611 | 1.0785 | 1.3826
| 2897 | 12 | 33 | 8760 | 433 | 165 | 0.0187 | 0.15 | 0.6612 | 2.4611 | 1.0785 | 1.3826
| 2898 | 12 | 33 | 8760 | 433 | 165 | 0.0187 | 0.15 | 0.6612 | 2.4611 | 1.0785 | 1.3826
| 2899 | 12 | 33 | 8760 | 433 | 165 | 0.0187 | 0.15 | 0.6612 | 2.4611 | 1.0785 | 1.3826
| 2900 | 12 | 33 | 8760 | 433 | 165 | 0.0187 | 0.15 | 0.6612 | 2.4611 | 1.0785 | 1.3826
| 2901 | 12 | 33 | 8760 | 433 | 165 | 0.0187 | 0.15 | 0.6612 | 2.4611 | 1.0785 | 1.3826
| 2902 | 12 | 33 | 8760 | 433 | 165 | 0.0187 | 0.15 | 0.6612 | 2.4611 | 1.0785 | 1.3826
| 2903 | 12 | 33 | 8760 | 433 | 165 | 0.0187 | 0.15 | 0.6612 | 2.4611 | 1.0785 | 1.3826
| 2904 | 12 | 33 | 8760 | 433 | 165 | 0.0187 | 0.15 | 0.6612 | 2.4611 | 1.0785 | 1.3826
| 2905 | 12 | 33 | 8760 | 433 | 165 | 0.0187 | 0.15 | 0.6612 | 2.4611 | 1.0785 | 1.3826
| 2906 | 12 | 33 | 8760 | 433 | 165 | 0.0187 | 0.15 | 0.6612 | 2.4611 | 1.0785 | 1.3826
| 2907 | 12 | 33 | 8760 | 433 | 165 | 0.0187 | 0.15 | 0.6612 | 2.4611 | 1.0785 | 1.3826
| 2908 | 12 | 33 | 8760 | 433 | 165 | 0.0187 | 0.15 | 0.6612 | 2.4611 | 1.0785 | 1.3826
| 2909 | 12 | 33 | 8760 | 433 | 165 | 0.0187 | 0.15 | 0.6612 | 2.4611 | 1.0785 | 1.3826
| 2910 | 12 | 33 | 8760 | 433 | 165 | 0.0187 | 0.15 | 0.6612 | 2.4611 | 1.0785 | 1.3826
| 2911 | 12 | 33 | 8760 | 433 | 165 | 0.0187 | 0.15 | 0.6612 | 2.4611 | 1.0785 | 1.3826
| 2912 | 13 | 33 | 8760 | 580 | 220 | 0.0187 | 0.15 | 0.6612 | 3.2966 | 1.438 | 1.8586
| 2913 | 13 | 33 | 8760 | 580 | 220 | 0.0187 | 0.15 | 0.6612 | 3.2966 | 1.438 | 1.8586
| 2914 | 13 | 33 | 8760 | 580 | 220 | 0.0187 | 0.15 | 0.6612 | 3.2966 | 1.438 | 1.8586
| 2915 | 13 | 33 | 8760 | 580 | 220 | 0.0187 | 0.15 | 0.6612 | 3.2966 | 1.438 | 1.8586
| 2916 | 13 | 33 | 8760 | 580 | 220 | 0.0187 | 0.15 | 0.6612 | 3.2966 | 1.438 | 1.8586
| 2917 | 13 | 33 | 8760 | 580 | 220 | 0.0187 | 0.15 | 0.6612 | 3.2966 | 1.438 | 1.8586
| 2918 | 10 | 33 | 8760 | 340 | 125 | 0.0187 | 0.15 | 0.6612 | 1.9325 | 0.81705 | 1.1154
| 2919 | 10 | 33 | 8760 | 340 | 125 | 0.0187 | 0.15 | 0.6612 | 1.9325 | 0.81705 | 1.1154
| 2920 | 10 | 33 | 8760 | 340 | 125 | 0.0187 | 0.15 | 0.6612 | 1.9325 | 0.81705 | 1.1154
| 2921 | 10 | 33 | 8760 | 340 | 125 | 0.0187 | 0.15 | 0.6612 | 1.9325 | 0.81705 | 1.1154
| 2922 | 10 | 33 | 8760 | 340 | 125 | 0.0187 | 0.15 | 0.6612 | 1.9325 | 0.81705 | 1.1154
| 2923 | 10 | 33 | 8760 | 340 | 125 | 0.0187 | 0.15 | 0.6612 | 1.9325 | 0.81705 | 1.1154
| 2924 | 10 | 33 | 8760 | 340 | 125 | 0.0187 | 0.15 | 0.6612 | 1.9325 | 0.81705 | 1.1154
| 2925 | 10 | 33 | 8760 | 340 | 125 | 0.0187 | 0.15 | 0.6612 | 1.9325 | 0.81705 | 1.1154
| 2926 | 10 | 33 | 8760 | 340 | 125 | 0.0187 | 0.15 | 0.6612 | 1.9325 | 0.81705 | 1.1154
| 2927 | 12 | 33 | 8760 | 433 | 165 | 0.0187 | 0.15 | 0.6612 | 2.4611 | 1.0785 | 1.3826
| 2928 | 12 | 33 | 8760 | 433 | 165 | 0.0187 | 0.15 | 0.6612 | 2.4611 | 1.0785 | 1.3826
| 2929 | 12 | 33 | 8760 | 433 | 165 | 0.0187 | 0.15 | 0.6612 | 2.4611 | 1.0785 | 1.3826
| 2930 | 12 | 33 | 8760 | 433 | 165 | 0.0187 | 0.15 | 0.6612 | 2.4611 | 1.0785 | 1.3826
| 2931 | 12 | 33 | 8760 | 433 | 165 | 0.0187 | 0.15 | 0.6612 | 2.4611 | 1.0785 | 1.3826
| 2932 | 12 | 33 | 8760 | 433 | 165 | 0.0187 | 0.15 | 0.6612 | 2.4611 | 1.0785 | 1.3826
| 2933 | 12 | 33 | 8760 | 433 | 165 | 0.0187 | 0.15 | 0.6612 | 2.4611 | 1.0785 | 1.3826
| 2934 | 12 | 33 | 8760 | 433 | 165 | 0.0187 | 0.15 | 0.6612 | 2.4611 | 1.0785 | 1.3826
| 2935 | 12 | 33 | 8760 | 433 | 165 | 0.0187 | 0.15 | 0.6612 | 2.4611 | 1.0785 | 1.3826
| 2936 | 12 | 33 | 8760 | 433 | 165 | 0.0187 | 0.15 | 0.6612 | 2.4611 | 1.0785 | 1.3826
| 2937 | 12 | 33 | 8760 | 433 | 165 | 0.0187 | 0.15 | 0.6612 | 2.4611 | 1.0785 | 1.3826
| 2938 | 12 | 33 | 8760 | 433 | 165 | 0.0187 | 0.15 | 0.6612 | 2.4611 | 1.0785 | 1.3826
| 2939 | 12 | 33 | 8760 | 433 | 165 | 0.0187 | 0.15 | 0.6612 | 2.4611 | 1.0785 | 1.3826
| 2940 | 12 | 33 | 8760 | 433 | 165 | 0.0187 | 0.15 | 0.6612 | 2.4611 | 1.0785 | 1.3826
| 2941 | 12 | 33 | 8760 | 433 | 165 | 0.0187 | 0.15 | 0.6612 | 2.4611 | 1.0785 | 1.3826
| 2942 | 12 | 33 | 8760 | 433 | 165 | 0.0187 | 0.15 | 0.6612 | 2.4611 | 1.0785 | 1.3826
| 2943 | 12 | 33 | 8760 | 433 | 165 | 0.0187 | 0.15 | 0.6612 | 2.4611 | 1.0785 | 1.3826
| 2944 | 12 | 33 | 8760 | 433 | 165 | 0.0187 | 0.15 | 0.6612 | 2.4611 | 1.0785 | 1.3826
| 2945 | 12 | 33 | 8760 | 433 | 165 | 0.0187 | 0.15 | 0.6612 | 2.4611 | 1.0785 | 1.3826
| 2946 | 12 | 33 | 8760 | 433 | 165 | 0.0187 | 0.15 | 0.6612 | 2.4611 | 1.0785 | 1.3826
| 2947 | 12 | 33 | 8760 | 433 | 165 | 0.0187 | 0.15 | 0.6612 | 2.4611 | 1.0785 | 1.3826
| 2948 | 12 | 33 | 8760 | 433 | 165 | 0.0187 | 0.15 | 0.6612 | 2.4611 | 1.0785 | 1.3826
| 2949 | 12 | 33 | 8760 | 433 | 165 | 0.0187 | 0.15 | 0.6612 | 2.4611 | 1.0785 | 1.3826
| 2950 | 12 | 33 | 8760 | 433 | 165 | 0.0187 | 0.15 | 0.6612 | 2.4611 | 1.0785 | 1.3826
| 2951 | 12 | 33 | 8760 | 433 | 165 | 0.0187 | 0.15 | 0.6612 | 2.4611 | 1.0785 | 1.3826
| 2952 | 12 | 33 | 8760 | 433 | 165 | 0.0187 | 0.15 | 0.6612 | 2.4611 | 1.0785 | 1.3826
| 2953 | 12 | 33 | 8760 | 433 | 165 | 0.0187 | 0.15 | 0.6612 | 2.4611 | 1.0785 | 1.3826
| 2954 | 12 | 33 | 8760 | 433 | 165 | 0.0187 | 0.15 | 0.6612 | 2.4611 | 1.0785 | 1.3826
| 2955 | 12 | 33 | 8760 | 433 | 165 | 0.0187 | 0.15 | 0.6612 | 2.4611 | 1.0785 | 1.3826
| 2956 | 12 | 33 | 8760 | 433 | 165 | 0.0187 | 0.15 | 0.6612 | 2.4611 | 1.0785 | 1.3826
| 2957 | 12 | 33 | 8760 | 433 | 165 | 0.0187 | 0.15 | 0.6612 | 2.4611 | 1.0785 | 1.3826
| 2958 | 12 | 33 | 8760 | 433 | 165 | 0.0187 | 0.15 | 0.6612 | 2.4611 | 1.0785 | 1.3826
| 2959 | 12 | 33 | 8760 | 433 | 165 | 0.0187 | 0.15 | 0.6612 | 2.4611 | 1.0785 | 1.3826
| 2960 | 12 | 33 | 8760 | 433 | 165 | 0.0187 | 0.15 | 0.6612 | 2.4611 | 1.0785 | 1.3826
| 2961 | 12 | 33 | 8760 | 433 | 165 | 0.0187 | 0.15 | 0.6612 | 2.4611 | 1.0785 | 1.3826
| 2962 | 12 | 33 | 8760 | 433 | 165 | 0.0187 | 0.15 | 0.6612 | 2.4611 | 1.0785 | 1.3826
| 2963 | 12 | 33 | 8760 | 433 | 165 | 0.0187 | 0.15 | 0.6612 | 2.4611 | 1.0785 | 1.3826
| 2964 | 12 | 33 | 8760 | 433 | 165 | 0.0187 | 0.15 | 0.6612 | 2.4611 | 1.0785 | 1.3826
| 2965 | 12 | 33 | 8760 | 433 | 165 | 0.0187 | 0.15 | 0.6612 | 2.4611 | 1.0785 | 1.3826
| 2966 | 12 | 33 | 8760 | 433 | 165 | 0.0187 | 0.15 | 0.6612 | 2.4611 | 1.0785 | 1.3826
| 2967 | 12 | 33 | 8760 | 433 | 165 | 0.0187 | 0.15 | 0.6612 | 2.4611 | 1.0785 | 1.3826
| 2968 | 12 | 33 | 8760 | 433 | 165 | 0.0187 | 0.15 | 0.6612 | 2.4611 | 1.0785 | 1.3826
| 2969 | 12 | 33 | 8760 | 433 | 165 | 0.0187 | 0.15 | 0.6612 | 2.4611 | 1.0785 | 1.3826
| 2970 | 12 | 33 | 8760 | 433 | 165 | 0.0187 | 0.15 | 0.6612 | 2.4611 | 1.0785 | 1.3826
| 2971 | 12 | 33 | 8760 | 433 | 165 | 0.0187 | 0.15 | 0.6612 | 2.4611 | 1.0785 | 1.3826
| 2972 | 12 | 33 | 8760 | 433 | 165 | 0.0187 | 0.15 | 0.6612 | 2.4611 | 1.0785 | 1.3826
| 2973 | 12 | 33 | 8760 | 433 | 165 | 0.0187 | 0.15 | 0.6612 | 2.4611 | 1.0785 | 1.3826
| 2974 | 12 | 33 | 8760 | 433 | 165 | 0.0187 | 0.15 | 0.6612 | 2.4611 | 1.0785 | 1.3826
| 2975 | 12 | 33 | 8760 | 433 | 165 | 0.0187 | 0.15 | 0.6612 | 2.4611 | 1.0785 | 1.3826
| 2976 | 12 | 33 | 8760 | 433 | 165 | 0.0187 | 0.15 | 0.6612 | 2.4611 | 1.0785 | 1.3826
| 2977 | 12 | 33 | 8760 | 433 | 165 | 0.0187 | 0.15 | 0.6612 | 2.4611 | 1.0785 | 1.3826
| 2978 | 12 | 33 | 8760 | 433 | 165 | 0.0187 | 0.15 | 0.6612 | 2.4611 | 1.0785 | 1.3826
| 2979 | 12 | 33 | 8760 | 433 | 165 | 0.0187 | 0.15 | 0.6612 | 2.4611 | 1.0785 | 1.3826
| 2980 | 12 | 33 | 8760 | 433 | 165 | 0.0187 | 0.15 | 0.6612 | 2.4611 | 1.0785 | 1.3826
| 2981 | 12 | 33 | 8760 | 433 | 165 | 0.0187 | 0.15 | 0.6612 | 2.4611 | 1.0785 | 1.3826
| 2982 | 12 | 33 | 8760 | 433 | 165 | 0.0187 | 0.15 | 0.6612 | 2.4611 | 1.0785 | 1.3826
| 2983 | 13 | 33 | 8760 | 580 | 220 | 0.0187 | 0.15 | 0.6612 | 3.2966 | 1.438 | 1.8586
| 2984 | 13 | 33 | 8760 | 580 | 220 | 0.0187 | 0.15 | 0.6612 | 3.2966 | 1.438 | 1.8586
| 2985 | 13 | 33 | 8760 | 580 | 220 | 0.0187 | 0.15 | 0.6612 | 3.2966 | 1.438 | 1.8586
| 2986 | 13 | 33 | 8760 | 580 | 220 | 0.0187 | 0.15 | 0.6612 | 3.2966 | 1.438 | 1.8586
| 2987 | 13 | 33 | 8760 | 580 | 220 | 0.0187 | 0.15 | 0.6612 | 3.2966 | 1.438 | 1.8586
| 2988 | 13 | 33 | 8760 | 580 | 220 | 0.0187 | 0.15 | 0.6612 | 3.2966 | 1.438 | 1.8586
| 2989 | 13 | 33 | 8760 | 580 | 220 | 0.0187 | 0.15 | 0.6612 | 3.2966 | 1.438 | 1.8586
| 2990 | 10 | 33 | 8760 | 340 | 125 | 0.0187 | 0.15 | 0.6612 | 1.9325 | 0.81705 | 1.1154
| 2991 | 10 | 33 | 8760 | 340 | 125 | 0.0187 | 0.15 | 0.6612 | 1.9325 | 0.81705 | 1.1154
| 2992 | 10 | 33 | 8760 | 340 | 125 | 0.0187 | 0.15 | 0.6612 | 1.9325 | 0.81705 | 1.1154
| 2993 | 10 | 33 | 8760 | 340 | 125 | 0.0187 | 0.15 | 0.6612 | 1.9325 | 0.81705 | 1.1154
| 2994 | 10 | 33 | 8760 | 340 | 125 | 0.0187 | 0.15 | 0.6612 | 1.9325 | 0.81705 | 1.1154
| 2995 | 10 | 33 | 8760 | 340 | 125 | 0.0187 | 0.15 | 0.6612 | 1.9325 | 0.81705 | 1.1154
| 2996 | 10 | 33 | 8760 | 340 | 125 | 0.0187 | 0.15 | 0.6612 | 1.9325 | 0.81705 | 1.1154
| 2997 | 10 | 33 | 8760 | 340 | 125 | 0.0187 | 0.15 | 0.6612 | 1.9325 | 0.81705 | 1.1154
| 2998 | 10 | 33 | 8760 | 340 | 125 | 0.0187 | 0.15 | 0.6612 | 1.9325 | 0.81705 | 1.1154
| 2999 | 10 | 33 | 8760 | 340 | 125 | 0.0187 | 0.15 | 0.6612 | 1.9325 | 0.81705 | 1.1154
| 3000 | 12 | 33 | 8760 | 433 | 165 | 0.0187 | 0.15 | 0.6612 | 2.4611 | 1.0785 | 1.3826
| 3001 | 12 | 33 | 8760 | 433 | 165 | 0.0187 | 0.15 | 0.6612 | 2.4611 | 1.0785 | 1.3826
| 3002 | 12 | 33 | 8760 | 433 | 165 | 0.0187 | 0.15 | 0.6612 | 2.4611 | 1.0785 | 1.3826
| 3003 | 13 | 33 | 8760 | 580 | 220 | 0.0187 | 0.15 | 0.6612 | 3.2966 | 1.438 | 1.8586
| 3004 | 13 | 33 | 8760 | 580 | 220 | 0.0187 | 0.15 | 0.6612 | 3.2966 | 1.438 | 1.8586
| 3005 | 10 | 33 | 8760 | 340 | 125 | 0.0187 | 0.15 | 0.6612 | 1.9325 | 0.81705 | 1.1154
| 3006 | 10 | 33 | 8760 | 340 | 125 | 0.0187 | 0.15 | 0.6612 | 1.9325 | 0.81705 | 1.1154
| 3007 | 10 | 33 | 8760 | 340 | 125 | 0.0187 | 0.15 | 0.6612 | 1.9325 | 0.81705 | 1.1154
| 3008 | 12 | 33 | 8760 | 433 | 165 | 0.0187 | 0.15 | 0.6612 | 2.4611 | 1.0785 | 1.3826
| 3009 | 12 | 33 | 8760 | 433 | 165 | 0.0187 | 0.15 | 0.6612 | 2.4611 | 1.0785 | 1.3826
| 3010 | 12 | 33 | 8760 | 433 | 165 | 0.0187 | 0.15 | 0.6612 | 2.4611 | 1.0785 | 1.3826
| 3011 | 12 | 33 | 8760 | 433 | 165 | 0.0187 | 0.15 | 0.6612 | 2.4611 | 1.0785 | 1.3826
| 3012 | 12 | 33 | 8760 | 433 | 165 | 0.0187 | 0.15 | 0.6612 | 2.4611 | 1.0785 | 1.3826
| 3013 | 12 | 33 | 8760 | 433 | 165 | 0.0187 | 0.15 | 0.6612 | 2.4611 | 1.0785 | 1.3826
| 3014 | 12 | 33 | 8760 | 433 | 165 | 0.0187 | 0.15 | 0.6612 | 2.4611 | 1.0785 | 1.3826
| 3015 | 12 | 33 | 8760 | 433 | 165 | 0.0187 | 0.15 | 0.6612 | 2.4611 | 1.0785 | 1.3826
| 3016 | 12 | 33 | 8760 | 433 | 165 | 0.0187 | 0.15 | 0.6612 | 2.4611 | 1.0785 | 1.3826
| 3017 | 10 | 33 | 8760 | 340 | 125 | 0.0187 | 0.15 | 0.6612 | 1.9325 | 0.81705 | 1.1154
| 3018 | 10 | 33 | 8760 | 340 | 125 | 0.0187 | 0.15 | 0.6612 | 1.9325 | 0.81705 | 1.1154
| 3019 | 10 | 33 | 8760 | 340 | 125 | 0.0187 | 0.15 | 0.6612 | 1.9325 | 0.81705 | 1.1154
| 3020 | 10 | 33 | 8760 | 340 | 125 | 0.0187 | 0.15 | 0.6612 | 1.9325 | 0.81705 | 1.1154
| 3021 | 10 | 33 | 8760 | 340 | 125 | 0.0187 | 0.15 | 0.6612 | 1.9325 | 0.81705 | 1.1154
| 3022 | 10 | 33 | 8760 | 340 | 125 | 0.0187 | 0.15 | 0.6612 | 1.9325 | 0.81705 | 1.1154
| 3023 | 10 | 33 | 8760 | 340 | 125 | 0.0187 | 0.15 | 0.6612 | 1.9325 | 0.81705 | 1.1154
| 3024 | 10 | 33 | 8760 | 340 | 125 | 0.0187 | 0.15 | 0.6612 | 1.9325 | 0.81705 | 1.1154
| 3025 | 10 | 33 | 8760 | 340 | 125 | 0.0187 | 0.15 | 0.6612 | 1.9325 | 0.81705 | 1.1154
| 3026 | 10 | 33 | 8760 | 340 | 125 | 0.0187 | 0.15 | 0.6612 | 1.9325 | 0.81705 | 1.1154
| 3027 | 10 | 33 | 8760 | 340 | 125 | 0.0187 | 0.15 | 0.6612 | 1.9325 | 0.81705 | 1.1154
| 3028 | 10 | 33 | 8760 | 340 | 125 | 0.0187 | 0.15 | 0.6612 | 1.9325 | 0.81705 | 1.1154
| 3029 | 10 | 33 | 8760 | 340 | 125 | 0.0187 | 0.15 | 0.6612 | 1.9325 | 0.81705 | 1.1154
| 3030 | 10 | 33 | 8760 | 340 | 125 | 0.0187 | 0.15 | 0.6612 | 1.9325 | 0.81705 | 1.1154
| 3031 | 10 | 33 | 8760 | 340 | 125 | 0.0187 | 0.15 | 0.6612 | 1.9325 | 0.81705 | 1.1154
| 3032 | 12 | 33 | 8760 | 433 | 165 | 0.0187 | 0.15 | 0.6612 | 2.4611 | 1.0785 | 1.3826
| 3033 | 12 | 33 | 8760 | 433 | 165 | 0.0187 | 0.15 | 0.6612 | 2.4611 | 1.0785 | 1.3826
| 3034 | 12 | 33 | 8760 | 433 | 165 | 0.0187 | 0.15 | 0.6612 | 2.4611 | 1.0785 | 1.3826
| 3035 | 12 | 33 | 8760 | 433 | 165 | 0.0187 | 0.15 | 0.6612 | 2.4611 | 1.0785 | 1.3826
| 3036 | 12 | 33 | 8760 | 433 | 165 | 0.0187 | 0.15 | 0.6612 | 2.4611 | 1.0785 | 1.3826
| 3037 | 12 | 33 | 8760 | 433 | 165 | 0.0187 | 0.15 | 0.6612 | 2.4611 | 1.0785 | 1.3826
| 3038 | 12 | 33 | 8760 | 433 | 165 | 0.0187 | 0.15 | 0.6612 | 2.4611 | 1.0785 | 1.3826
| 3039 | 12 | 33 | 8760 | 433 | 165 | 0.0187 | 0.15 | 0.6612 | 2.4611 | 1.0785 | 1.3826
| 3040 | 12 | 33 | 8760 | 433 | 165 | 0.0187 | 0.15 | 0.6612 | 2.4611 | 1.0785 | 1.3826
| 3041 | 12 | 33 | 8760 | 433 | 165 | 0.0187 | 0.15 | 0.6612 | 2.4611 | 1.0785 | 1.3826
| 3042 | 12 | 33 | 8760 | 433 | 165 | 0.0187 | 0.15 | 0.6612 | 2.4611 | 1.0785 | 1.3826
| 3043 | 12 | 33 | 8760 | 433 | 165 | 0.0187 | 0.15 | 0.6612 | 2.4611 | 1.0785 | 1.3826
| 3044 | 12 | 33 | 8760 | 433 | 165 | 0.0187 | 0.15 | 0.6612 | 2.4611 | 1.0785 | 1.3826
| 3045 | 13 | 33 | 8760 | 580 | 220 | 0.0187 | 0.15 | 0.6612 | 3.2966 | 1.438 | 1.8586
| 3046 | 13 | 33 | 8760 | 580 | 220 | 0.0187 | 0.15 | 0.6612 | 3.2966 | 1.438 | 1.8586
| 3047 | 13 | 33 | 8760 | 580 | 220 | 0.0187 | 0.15 | 0.6612 | 3.2966 | 1.438 | 1.8586
| 3048 | 13 | 33 | 8760 | 580 | 220 | 0.0187 | 0.15 | 0.6612 | 3.2966 | 1.438 | 1.8586
| 3049 | 13 | 33 | 8760 | 580 | 220 | 0.0187 | 0.15 | 0.6612 | 3.2966 | 1.438 | 1.8586
| 3050 | 10 | 33 | 8760 | 340 | 125 | 0.0187 | 0.15 | 0.6612 | 1.9325 | 0.81705 | 1.1154
| 3051 | 10 | 33 | 8760 | 340 | 125 | 0.0187 | 0.15 | 0.6612 | 1.9325 | 0.81705 | 1.1154
| 3052 | 10 | 33 | 8760 | 340 | 125 | 0.0187 | 0.15 | 0.6612 | 1.9325 | 0.81705 | 1.1154
| 3053 | 10 | 33 | 8760 | 340 | 125 | 0.0187 | 0.15 | 0.6612 | 1.9325 | 0.81705 | 1.1154
| 3054 | 10 | 33 | 8760 | 340 | 125 | 0.0187 | 0.15 | 0.6612 | 1.9325 | 0.81705 | 1.1154
| 3055 | 10 | 33 | 8760 | 340 | 125 | 0.0187 | 0.15 | 0.6612 | 1.9325 | 0.81705 | 1.1154
| 3056 | 10 | 33 | 8760 | 340 | 125 | 0.0187 | 0.15 | 0.6612 | 1.9325 | 0.81705 | 1.1154
| 3057 | 10 | 33 | 8760 | 340 | 125 | 0.0187 | 0.15 | 0.6612 | 1.9325 | 0.81705 | 1.1154
| 3058 | 10 | 33 | 8760 | 340 | 125 | 0.0187 | 0.15 | 0.6612 | 1.9325 | 0.81705 | 1.1154
| 3059 | 10 | 33 | 8760 | 340 | 125 | 0.0187 | 0.15 | 0.6612 | 1.9325 | 0.81705 | 1.1154
| 3060 | 10 | 33 | 8760 | 340 | 125 | 0.0187 | 0.15 | 0.6612 | 1.9325 | 0.81705 | 1.1154
| 3061 | 10 | 33 | 8760 | 340 | 125 | 0.0187 | 0.15 | 0.6612 | 1.9325 | 0.81705 | 1.1154
| 3062 | 10 | 33 | 8760 | 340 | 125 | 0.0187 | 0.15 | 0.6612 | 1.9325 | 0.81705 | 1.1154
| 3063 | 10 | 33 | 8760 | 340 | 125 | 0.0187 | 0.15 | 0.6612 | 1.9325 | 0.81705 | 1.1154
| 3064 | 10 | 33 | 8760 | 340 | 125 | 0.0187 | 0.15 | 0.6612 | 1.9325 | 0.81705 | 1.1154
| 3065 | 12 | 33 | 8760 | 433 | 165 | 0.0187 | 0.15 | 0.6612 | 2.4611 | 1.0785 | 1.3826
| 3066 | 12 | 33 | 8760 | 433 | 165 | 0.0187 | 0.15 | 0.6612 | 2.4611 | 1.0785 | 1.3826
| 3067 | 12 | 33 | 8760 | 433 | 165 | 0.0187 | 0.15 | 0.6612 | 2.4611 | 1.0785 | 1.3826
| 3068 | 12 | 33 | 8760 | 433 | 165 | 0.0187 | 0.15 | 0.6612 | 2.4611 | 1.0785 | 1.3826
| 3069 | 12 | 33 | 8760 | 433 | 165 | 0.0187 | 0.15 | 0.6612 | 2.4611 | 1.0785 | 1.3826
| 3070 | 12 | 33 | 8760 | 433 | 165 | 0.0187 | 0.15 | 0.6612 | 2.4611 | 1.0785 | 1.3826
| 3071 | 12 | 33 | 8760 | 433 | 165 | 0.0187 | 0.15 | 0.6612 | 2.4611 | 1.0785 | 1.3826
| 3072 | 12 | 33 | 8760 | 433 | 165 | 0.0187 | 0.15 | 0.6612 | 2.4611 | 1.0785 | 1.3826
| 3073 | 12 | 33 | 8760 | 433 | 165 | 0.0187 | 0.15 | 0.6612 | 2.4611 | 1.0785 | 1.3826
| 3074 | 12 | 33 | 8760 | 433 | 165 | 0.0187 | 0.15 | 0.6612 | 2.4611 | 1.0785 | 1.3826
| 3075 | 12 | 33 | 8760 | 433 | 165 | 0.0187 | 0.15 | 0.6612 | 2.4611 | 1.0785 | 1.3826
| 3076 | 12 | 33 | 8760 | 433 | 165 | 0.0187 | 0.15 | 0.6612 | 2.4611 | 1.0785 | 1.3826
| 3077 | 12 | 33 | 8760 | 433 | 165 | 0.0187 | 0.15 | 0.6612 | 2.4611 | 1.0785 | 1.3826
| 3078 | 12 | 33 | 8760 | 433 | 165 | 0.0187 | 0.15 | 0.6612 | 2.4611 | 1.0785 | 1.3826
| 3079 | 12 | 33 | 8760 | 433 | 165 | 0.0187 | 0.15 | 0.6612 | 2.4611 | 1.0785 | 1.3826
| 3080 | 12 | 33 | 8760 | 433 | 165 | 0.0187 | 0.15 | 0.6612 | 2.4611 | 1.0785 | 1.3826
| 3081 | 12 | 33 | 8760 | 433 | 165 | 0.0187 | 0.15 | 0.6612 | 2.4611 | 1.0785 | 1.3826
| 3082 | 12 | 33 | 8760 | 433 | 165 | 0.0187 | 0.15 | 0.6612 | 2.4611 | 1.0785 | 1.3826
| 3083 | 12 | 33 | 8760 | 433 | 165 | 0.0187 | 0.15 | 0.6612 | 2.4611 | 1.0785 | 1.3826
| 3084 | 12 | 33 | 8760 | 433 | 165 | 0.0187 | 0.15 | 0.6612 | 2.4611 | 1.0785 | 1.3826
| 3085 | 12 | 33 | 8760 | 433 | 165 | 0.0187 | 0.15 | 0.6612 | 2.4611 | 1.0785 | 1.3826
| 3086 | 12 | 33 | 8760 | 433 | 165 | 0.0187 | 0.15 | 0.6612 | 2.4611 | 1.0785 | 1.3826
| 3087 | 12 | 33 | 8760 | 433 | 165 | 0.0187 | 0.15 | 0.6612 | 2.4611 | 1.0785 | 1.3826
| 3088 | 12 | 33 | 8760 | 433 | 165 | 0.0187 | 0.15 | 0.6612 | 2.4611 | 1.0785 | 1.3826
| 3089 | 12 | 33 | 8760 | 433 | 165 | 0.0187 | 0.15 | 0.6612 | 2.4611 | 1.0785 | 1.3826
| 3090 | 12 | 33 | 8760 | 433 | 165 | 0.0187 | 0.15 | 0.6612 | 2.4611 | 1.0785 | 1.3826
| 3091 | 12 | 33 | 8760 | 433 | 165 | 0.0187 | 0.15 | 0.6612 | 2.4611 | 1.0785 | 1.3826
| 3092 | 12 | 33 | 8760 | 433 | 165 | 0.0187 | 0.15 | 0.6612 | 2.4611 | 1.0785 | 1.3826
| 3093 | 12 | 33 | 8760 | 433 | 165 | 0.0187 | 0.15 | 0.6612 | 2.4611 | 1.0785 | 1.3826
| 3094 | 12 | 33 | 8760 | 433 | 165 | 0.0187 | 0.15 | 0.6612 | 2.4611 | 1.0785 | 1.3826
| 3095 | 12 | 33 | 8760 | 433 | 165 | 0.0187 | 0.15 | 0.6612 | 2.4611 | 1.0785 | 1.3826
| 3096 | 12 | 33 | 8760 | 433 | 165 | 0.0187 | 0.15 | 0.6612 | 2.4611 | 1.0785 | 1.3826
| 3097 | 12 | 33 | 8760 | 433 | 165 | 0.0187 | 0.15 | 0.6612 | 2.4611 | 1.0785 | 1.3826
| 3098 | 12 | 33 | 8760 | 433 | 165 | 0.0187 | 0.15 | 0.6612 | 2.4611 | 1.0785 | 1.3826
| 3099 | 13 | 33 | 8760 | 580 | 220 | 0.0187 | 0.15 | 0.6612 | 3.2966 | 1.438 | 1.8586
| 3100 | 13 | 33 | 8760 | 580 | 220 | 0.0187 | 0.15 | 0.6612 | 3.2966 | 1.438 | 1.8586
| 3101 | 10 | 33 | 8760 | 340 | 125 | 0.0187 | 0.15 | 0.6612 | 1.9325 | 0.81705 | 1.1154
| 3102 | 10 | 33 | 8760 | 340 | 125 | 0.0187 | 0.15 | 0.6612 | 1.9325 | 0.81705 | 1.1154
| 3103 | 10 | 33 | 8760 | 340 | 125 | 0.0187 | 0.15 | 0.6612 | 1.9325 | 0.81705 | 1.1154
| 3104 | 10 | 33 | 8760 | 340 | 125 | 0.0187 | 0.15 | 0.6612 | 1.9325 | 0.81705 | 1.1154
| 3105 | 10 | 33 | 8760 | 340 | 125 | 0.0187 | 0.15 | 0.6612 | 1.9325 | 0.81705 | 1.1154
| 3106 | 10 | 33 | 8760 | 340 | 125 | 0.0187 | 0.15 | 0.6612 | 1.9325 | 0.81705 | 1.1154
| 3107 | 10 | 33 | 8760 | 340 | 125 | 0.0187 | 0.15 | 0.6612 | 1.9325 | 0.81705 | 1.1154
| 3108 | 10 | 33 | 8760 | 340 | 125 | 0.0187 | 0.15 | 0.6612 | 1.9325 | 0.81705 | 1.1154
| 3109 | 10 | 33 | 8760 | 340 | 125 | 0.0187 | 0.15 | 0.6612 | 1.9325 | 0.81705 | 1.1154
| 3110 | 10 | 33 | 8760 | 340 | 125 | 0.0187 | 0.15 | 0.6612 | 1.9325 | 0.81705 | 1.1154
| 3111 | 10 | 33 | 8760 | 340 | 125 | 0.0187 | 0.15 | 0.6612 | 1.9325 | 0.81705 | 1.1154
| 3112 | 10 | 33 | 8760 | 340 | 125 | 0.0187 | 0.15 | 0.6612 | 1.9325 | 0.81705 | 1.1154
| 3113 | 10 | 33 | 8760 | 340 | 125 | 0.0187 | 0.15 | 0.6612 | 1.9325 | 0.81705 | 1.1154
| 3114 | 10 | 33 | 8760 | 340 | 125 | 0.0187 | 0.15 | 0.6612 | 1.9325 | 0.81705 | 1.1154
| 3115 | 10 | 33 | 8760 | 340 | 125 | 0.0187 | 0.15 | 0.6612 | 1.9325 | 0.81705 | 1.1154
| 3116 | 10 | 33 | 8760 | 340 | 125 | 0.0187 | 0.15 | 0.6612 | 1.9325 | 0.81705 | 1.1154
| 3117 | 10 | 33 | 8760 | 340 | 125 | 0.0187 | 0.15 | 0.6612 | 1.9325 | 0.81705 | 1.1154
| 3118 | 10 | 33 | 8760 | 340 | 125 | 0.0187 | 0.15 | 0.6612 | 1.9325 | 0.81705 | 1.1154
| 3119 | 10 | 33 | 8760 | 340 | 125 | 0.0187 | 0.15 | 0.6612 | 1.9325 | 0.81705 | 1.1154
| 3120 | 10 | 33 | 8760 | 340 | 125 | 0.0187 | 0.15 | 0.6612 | 1.9325 | 0.81705 | 1.1154
| 3121 | 10 | 33 | 8760 | 340 | 125 | 0.0187 | 0.15 | 0.6612 | 1.9325 | 0.81705 | 1.1154
| 3122 | 10 | 33 | 8760 | 340 | 125 | 0.0187 | 0.15 | 0.6612 | 1.9325 | 0.81705 | 1.1154
| 3123 | 10 | 33 | 8760 | 340 | 125 | 0.0187 | 0.15 | 0.6612 | 1.9325 | 0.81705 | 1.1154
| 3124 | 10 | 33 | 8760 | 340 | 125 | 0.0187 | 0.15 | 0.6612 | 1.9325 | 0.81705 | 1.1154
| 3125 | 10 | 33 | 8760 | 340 | 125 | 0.0187 | 0.15 | 0.6612 | 1.9325 | 0.81705 | 1.1154
| 3126 | 10 | 33 | 8760 | 340 | 125 | 0.0187 | 0.15 | 0.6612 | 1.9325 | 0.81705 | 1.1154
| 3127 | 10 | 33 | 8760 | 340 | 125 | 0.0187 | 0.15 | 0.6612 | 1.9325 | 0.81705 | 1.1154
| 3128 | 10 | 33 | 8760 | 340 | 125 | 0.0187 | 0.15 | 0.6612 | 1.9325 | 0.81705 | 1.1154
| 3129 | 10 | 33 | 8760 | 340 | 125 | 0.0187 | 0.15 | 0.6612 | 1.9325 | 0.81705 | 1.1154
| 3130 | 10 | 33 | 8760 | 340 | 125 | 0.0187 | 0.15 | 0.6612 | 1.9325 | 0.81705 | 1.1154
| 3131 | 10 | 33 | 8760 | 340 | 125 | 0.0187 | 0.15 | 0.6612 | 1.9325 | 0.81705 | 1.1154
| 3132 | 10 | 33 | 8760 | 340 | 125 | 0.0187 | 0.15 | 0.6612 | 1.9325 | 0.81705 | 1.1154
| 3133 | 10 | 33 | 8760 | 340 | 125 | 0.0187 | 0.15 | 0.6612 | 1.9325 | 0.81705 | 1.1154
| 3134 | 10 | 33 | 8760 | 340 | 125 | 0.0187 | 0.15 | 0.6612 | 1.9325 | 0.81705 | 1.1154
| 3135 | 10 | 33 | 8760 | 340 | 125 | 0.0187 | 0.15 | 0.6612 | 1.9325 | 0.81705 | 1.1154
| 3136 | 10 | 33 | 8760 | 340 | 125 | 0.0187 | 0.15 | 0.6612 | 1.9325 | 0.81705 | 1.1154
| 3137 | 10 | 33 | 8760 | 340 | 125 | 0.0187 | 0.15 | 0.6612 | 1.9325 | 0.81705 | 1.1154
| 3138 | 10 | 33 | 8760 | 340 | 125 | 0.0187 | 0.15 | 0.6612 | 1.9325 | 0.81705 | 1.1154
| 3139 | 10 | 33 | 8760 | 340 | 125 | 0.0187 | 0.15 | 0.6612 | 1.9325 | 0.81705 | 1.1154
| 3140 | 10 | 33 | 8760 | 340 | 125 | 0.0187 | 0.15 | 0.6612 | 1.9325 | 0.81705 | 1.1154
| 3141 | 10 | 33 | 8760 | 340 | 125 | 0.0187 | 0.15 | 0.6612 | 1.9325 | 0.81705 | 1.1154
| 3142 | 10 | 33 | 8760 | 340 | 125 | 0.0187 | 0.15 | 0.6612 | 1.9325 | 0.81705 | 1.1154
| 3143 | 10 | 33 | 8760 | 340 | 125 | 0.0187 | 0.15 | 0.6612 | 1.9325 | 0.81705 | 1.1154
| 3144 | 10 | 33 | 8760 | 340 | 125 | 0.0187 | 0.15 | 0.6612 | 1.9325 | 0.81705 | 1.1154
| 3145 | 10 | 33 | 8760 | 340 | 125 | 0.0187 | 0.15 | 0.6612 | 1.9325 | 0.81705 | 1.1154
| 3146 | 10 | 33 | 8760 | 340 | 125 | 0.0187 | 0.15 | 0.6612 | 1.9325 | 0.81705 | 1.1154
| 3147 | 10 | 33 | 8760 | 340 | 125 | 0.0187 | 0.15 | 0.6612 | 1.9325 | 0.81705 | 1.1154
| 3148 | 10 | 33 | 8760 | 340 | 125 | 0.0187 | 0.15 | 0.6612 | 1.9325 | 0.81705 | 1.1154
| 3149 | 10 | 33 | 8760 | 340 | 125 | 0.0187 | 0.15 | 0.6612 | 1.9325 | 0.81705 | 1.1154
| 3150 | 10 | 33 | 8760 | 340 | 125 | 0.0187 | 0.15 | 0.6612 | 1.9325 | 0.81705 | 1.1154
| 3151 | 10 | 33 | 8760 | 340 | 125 | 0.0187 | 0.15 | 0.6612 | 1.9325 | 0.81705 | 1.1154
| 3152 | 10 | 33 | 8760 | 340 | 125 | 0.0187 | 0.15 | 0.6612 | 1.9325 | 0.81705 | 1.1154
| 3153 | 10 | 33 | 8760 | 340 | 125 | 0.0187 | 0.15 | 0.6612 | 1.9325 | 0.81705 | 1.1154
| 3154 | 10 | 33 | 8760 | 340 | 125 | 0.0187 | 0.15 | 0.6612 | 1.9325 | 0.81705 | 1.1154
| 3155 | 10 | 33 | 8760 | 340 | 125 | 0.0187 | 0.15 | 0.6612 | 1.9325 | 0.81705 | 1.1154
| 3156 | 10 | 33 | 8760 | 340 | 125 | 0.0187 | 0.15 | 0.6612 | 1.9325 | 0.81705 | 1.1154
| 3157 | 10 | 33 | 8760 | 340 | 125 | 0.0187 | 0.15 | 0.6612 | 1.9325 | 0.81705 | 1.1154
| 3158 | 10 | 33 | 8760 | 340 | 125 | 0.0187 | 0.15 | 0.6612 | 1.9325 | 0.81705 | 1.1154
| 3159 | 10 | 33 | 8760 | 340 | 125 | 0.0187 | 0.15 | 0.6612 | 1.9325 | 0.81705 | 1.1154
| 3160 | 10 | 33 | 8760 | 340 | 125 | 0.0187 | 0.15 | 0.6612 | 1.9325 | 0.81705 | 1.1154
| 3161 | 12 | 33 | 8760 | 433 | 165 | 0.0187 | 0.15 | 0.6612 | 2.4611 | 1.0785 | 1.3826
| 3162 | 12 | 33 | 8760 | 433 | 165 | 0.0187 | 0.15 | 0.6612 | 2.4611 | 1.0785 | 1.3826
| 3163 | 12 | 33 | 8760 | 433 | 165 | 0.0187 | 0.15 | 0.6612 | 2.4611 | 1.0785 | 1.3826
| 3164 | 12 | 33 | 8760 | 433 | 165 | 0.0187 | 0.15 | 0.6612 | 2.4611 | 1.0785 | 1.3826
| 3165 | 12 | 33 | 8760 | 433 | 165 | 0.0187 | 0.15 | 0.6612 | 2.4611 | 1.0785 | 1.3826
| 3166 | 12 | 33 | 8760 | 433 | 165 | 0.0187 | 0.15 | 0.6612 | 2.4611 | 1.0785 | 1.3826
| 3167 | 12 | 33 | 8760 | 433 | 165 | 0.0187 | 0.15 | 0.6612 | 2.4611 | 1.0785 | 1.3826
| 3168 | 12 | 33 | 8760 | 433 | 165 | 0.0187 | 0.15 | 0.6612 | 2.4611 | 1.0785 | 1.3826
| 3169 | 12 | 33 | 8760 | 433 | 165 | 0.0187 | 0.15 | 0.6612 | 2.4611 | 1.0785 | 1.3826
| 3170 | 12 | 33 | 8760 | 433 | 165 | 0.0187 | 0.15 | 0.6612 | 2.4611 | 1.0785 | 1.3826
| 3171 | 12 | 33 | 8760 | 433 | 165 | 0.0187 | 0.15 | 0.6612 | 2.4611 | 1.0785 | 1.3826
| 3172 | 12 | 33 | 8760 | 433 | 165 | 0.0187 | 0.15 | 0.6612 | 2.4611 | 1.0785 | 1.3826
| 3173 | 12 | 33 | 8760 | 433 | 165 | 0.0187 | 0.15 | 0.6612 | 2.4611 | 1.0785 | 1.3826
| 3174 | 12 | 33 | 8760 | 433 | 165 | 0.0187 | 0.15 | 0.6612 | 2.4611 | 1.0785 | 1.3826
| 3175 | 12 | 33 | 8760 | 433 | 165 | 0.0187 | 0.15 | 0.6612 | 2.4611 | 1.0785 | 1.3826
| 3176 | 12 | 33 | 8760 | 433 | 165 | 0.0187 | 0.15 | 0.6612 | 2.4611 | 1.0785 | 1.3826
| 3177 | 12 | 33 | 8760 | 433 | 165 | 0.0187 | 0.15 | 0.6612 | 2.4611 | 1.0785 | 1.3826
| 3178 | 12 | 33 | 8760 | 433 | 165 | 0.0187 | 0.15 | 0.6612 | 2.4611 | 1.0785 | 1.3826
| 3179 | 12 | 33 | 8760 | 433 | 165 | 0.0187 | 0.15 | 0.6612 | 2.4611 | 1.0785 | 1.3826
| 3180 | 12 | 33 | 8760 | 433 | 165 | 0.0187 | 0.15 | 0.6612 | 2.4611 | 1.0785 | 1.3826
| 3181 | 12 | 33 | 8760 | 433 | 165 | 0.0187 | 0.15 | 0.6612 | 2.4611 | 1.0785 | 1.3826
| 3182 | 12 | 33 | 8760 | 433 | 165 | 0.0187 | 0.15 | 0.6612 | 2.4611 | 1.0785 | 1.3826
| 3183 | 12 | 33 | 8760 | 433 | 165 | 0.0187 | 0.15 | 0.6612 | 2.4611 | 1.0785 | 1.3826
| 3184 | 12 | 33 | 8760 | 433 | 165 | 0.0187 | 0.15 | 0.6612 | 2.4611 | 1.0785 | 1.3826
| 3185 | 12 | 33 | 8760 | 433 | 165 | 0.0187 | 0.15 | 0.6612 | 2.4611 | 1.0785 | 1.3826
| 3186 | 12 | 33 | 8760 | 433 | 165 | 0.0187 | 0.15 | 0.6612 | 2.4611 | 1.0785 | 1.3826
| 3187 | 13 | 33 | 8760 | 580 | 220 | 0.0187 | 0.15 | 0.6612 | 3.2966 | 1.438 | 1.8586
| 3188 | 13 | 33 | 8760 | 580 | 220 | 0.0187 | 0.15 | 0.6612 | 3.2966 | 1.438 | 1.8586
| 3189 | 10 | 33 | 8760 | 340 | 125 | 0.0187 | 0.15 | 0.6612 | 1.9325 | 0.81705 | 1.1154
| 3190 | 10 | 33 | 8760 | 340 | 125 | 0.0187 | 0.15 | 0.6612 | 1.9325 | 0.81705 | 1.1154
| 3191 | 10 | 33 | 8760 | 340 | 125 | 0.0187 | 0.15 | 0.6612 | 1.9325 | 0.81705 | 1.1154
| 3192 | 10 | 33 | 8760 | 340 | 125 | 0.0187 | 0.15 | 0.6612 | 1.9325 | 0.81705 | 1.1154
| 3193 | 10 | 33 | 8760 | 340 | 125 | 0.0187 | 0.15 | 0.6612 | 1.9325 | 0.81705 | 1.1154
| 3194 | 10 | 33 | 8760 | 340 | 125 | 0.0187 | 0.15 | 0.6612 | 1.9325 | 0.81705 | 1.1154
| 3195 | 10 | 33 | 8760 | 340 | 125 | 0.0187 | 0.15 | 0.6612 | 1.9325 | 0.81705 | 1.1154
| 3196 | 10 | 33 | 8760 | 340 | 125 | 0.0187 | 0.15 | 0.6612 | 1.9325 | 0.81705 | 1.1154
| 3197 | 10 | 33 | 8760 | 340 | 125 | 0.0187 | 0.15 | 0.6612 | 1.9325 | 0.81705 | 1.1154
| 3198 | 10 | 33 | 8760 | 340 | 125 | 0.0187 | 0.15 | 0.6612 | 1.9325 | 0.81705 | 1.1154
| 3199 | 10 | 33 | 8760 | 340 | 125 | 0.0187 | 0.15 | 0.6612 | 1.9325 | 0.81705 | 1.1154
| 3200 | 10 | 33 | 8760 | 340 | 125 | 0.0187 | 0.15 | 0.6612 | 1.9325 | 0.81705 | 1.1154
| 3201 | 10 | 33 | 8760 | 340 | 125 | 0.0187 | 0.15 | 0.6612 | 1.9325 | 0.81705 | 1.1154
| 3202 | 10 | 33 | 8760 | 340 | 125 | 0.0187 | 0.15 | 0.6612 | 1.9325 | 0.81705 | 1.1154
| 3203 | 10 | 33 | 8760 | 340 | 125 | 0.0187 | 0.15 | 0.6612 | 1.9325 | 0.81705 | 1.1154
| 3204 | 10 | 33 | 8760 | 340 | 125 | 0.0187 | 0.15 | 0.6612 | 1.9325 | 0.81705 | 1.1154
| 3205 | 10 | 33 | 8760 | 340 | 125 | 0.0187 | 0.15 | 0.6612 | 1.9325 | 0.81705 | 1.1154
| 3206 | 10 | 33 | 8760 | 340 | 125 | 0.0187 | 0.15 | 0.6612 | 1.9325 | 0.81705 | 1.1154
| 3207 | 10 | 33 | 8760 | 340 | 125 | 0.0187 | 0.15 | 0.6612 | 1.9325 | 0.81705 | 1.1154
| 3208 | 10 | 33 | 8760 | 340 | 125 | 0.0187 | 0.15 | 0.6612 | 1.9325 | 0.81705 | 1.1154
| 3209 | 10 | 33 | 8760 | 340 | 125 | 0.0187 | 0.15 | 0.6612 | 1.9325 | 0.81705 | 1.1154
| 3210 | 12 | 33 | 8760 | 433 | 165 | 0.0187 | 0.15 | 0.6612 | 2.4611 | 1.0785 | 1.3826
| 3211 | 12 | 33 | 8760 | 433 | 165 | 0.0187 | 0.15 | 0.6612 | 2.4611 | 1.0785 | 1.3826
| 3212 | 12 | 33 | 8760 | 433 | 165 | 0.0187 | 0.15 | 0.6612 | 2.4611 | 1.0785 | 1.3826
| 3213 | 12 | 33 | 8760 | 433 | 165 | 0.0187 | 0.15 | 0.6612 | 2.4611 | 1.0785 | 1.3826
| 3214 | 12 | 33 | 8760 | 433 | 165 | 0.0187 | 0.15 | 0.6612 | 2.4611 | 1.0785 | 1.3826
| 3215 | 12 | 33 | 8760 | 433 | 165 | 0.0187 | 0.15 | 0.6612 | 2.4611 | 1.0785 | 1.3826
| 3216 | 12 | 33 | 8760 | 433 | 165 | 0.0187 | 0.15 | 0.6612 | 2.4611 | 1.0785 | 1.3826
| 3217 | 12 | 33 | 8760 | 433 | 165 | 0.0187 | 0.15 | 0.6612 | 2.4611 | 1.0785 | 1.3826
| 3218 | 12 | 33 | 8760 | 433 | 165 | 0.0187 | 0.15 | 0.6612 | 2.4611 | 1.0785 | 1.3826
| 3219 | 12 | 33 | 8760 | 433 | 165 | 0.0187 | 0.15 | 0.6612 | 2.4611 | 1.0785 | 1.3826
| 3220 | 12 | 33 | 8760 | 433 | 165 | 0.0187 | 0.15 | 0.6612 | 2.4611 | 1.0785 | 1.3826
| 3221 | 12 | 33 | 8760 | 433 | 165 | 0.0187 | 0.15 | 0.6612 | 2.4611 | 1.0785 | 1.3826
| 3222 | 12 | 33 | 8760 | 433 | 165 | 0.0187 | 0.15 | 0.6612 | 2.4611 | 1.0785 | 1.3826
| 3223 | 12 | 33 | 8760 | 433 | 165 | 0.0187 | 0.15 | 0.6612 | 2.4611 | 1.0785 | 1.3826
| 3224 | 12 | 33 | 8760 | 433 | 165 | 0.0187 | 0.15 | 0.6612 | 2.4611 | 1.0785 | 1.3826
| 3225 | 12 | 33 | 8760 | 433 | 165 | 0.0187 | 0.15 | 0.6612 | 2.4611 | 1.0785 | 1.3826
| 3226 | 12 | 33 | 8760 | 433 | 165 | 0.0187 | 0.15 | 0.6612 | 2.4611 | 1.0785 | 1.3826
| 3227 | 12 | 33 | 8760 | 433 | 165 | 0.0187 | 0.15 | 0.6612 | 2.4611 | 1.0785 | 1.3826
| 3228 | 12 | 33 | 8760 | 433 | 165 | 0.0187 | 0.15 | 0.6612 | 2.4611 | 1.0785 | 1.3826
| 3229 | 12 | 33 | 8760 | 433 | 165 | 0.0187 | 0.15 | 0.6612 | 2.4611 | 1.0785 | 1.3826
| 3230 | 12 | 33 | 8760 | 433 | 165 | 0.0187 | 0.15 | 0.6612 | 2.4611 | 1.0785 | 1.3826
| 3231 | 12 | 33 | 8760 | 433 | 165 | 0.0187 | 0.15 | 0.6612 | 2.4611 | 1.0785 | 1.3826
| 3232 | 12 | 33 | 8760 | 433 | 165 | 0.0187 | 0.15 | 0.6612 | 2.4611 | 1.0785 | 1.3826
| 3233 | 12 | 33 | 8760 | 433 | 165 | 0.0187 | 0.15 | 0.6612 | 2.4611 | 1.0785 | 1.3826
| 3234 | 12 | 33 | 8760 | 433 | 165 | 0.0187 | 0.15 | 0.6612 | 2.4611 | 1.0785 | 1.3826
| 3235 | 12 | 33 | 8760 | 433 | 165 | 0.0187 | 0.15 | 0.6612 | 2.4611 | 1.0785 | 1.3826
| 3236 | 12 | 33 | 8760 | 433 | 165 | 0.0187 | 0.15 | 0.6612 | 2.4611 | 1.0785 | 1.3826
| 3237 | 12 | 33 | 8760 | 433 | 165 | 0.0187 | 0.15 | 0.6612 | 2.4611 | 1.0785 | 1.3826
| 3238 | 12 | 33 | 8760 | 433 | 165 | 0.0187 | 0.15 | 0.6612 | 2.4611 | 1.0785 | 1.3826
| 3239 | 12 | 33 | 8760 | 433 | 165 | 0.0187 | 0.15 | 0.6612 | 2.4611 | 1.0785 | 1.3826
| 3240 | 12 | 33 | 8760 | 433 | 165 | 0.0187 | 0.15 | 0.6612 | 2.4611 | 1.0785 | 1.3826
| 3241 | 12 | 33 | 8760 | 433 | 165 | 0.0187 | 0.15 | 0.6612 | 2.4611 | 1.0785 | 1.3826
| 3242 | 12 | 33 | 8760 | 433 | 165 | 0.0187 | 0.15 | 0.6612 | 2.4611 | 1.0785 | 1.3826
| 3243 | 12 | 33 | 8760 | 433 | 165 | 0.0187 | 0.15 | 0.6612 | 2.4611 | 1.0785 | 1.3826
| 3244 | 12 | 33 | 8760 | 433 | 165 | 0.0187 | 0.15 | 0.6612 | 2.4611 | 1.0785 | 1.3826
| 3245 | 12 | 33 | 8760 | 433 | 165 | 0.0187 | 0.15 | 0.6612 | 2.4611 | 1.0785 | 1.3826
| 3246 | 12 | 33 | 8760 | 433 | 165 | 0.0187 | 0.15 | 0.6612 | 2.4611 | 1.0785 | 1.3826
| 3247 | 12 | 33 | 8760 | 433 | 165 | 0.0187 | 0.15 | 0.6612 | 2.4611 | 1.0785 | 1.3826
| 3248 | 12 | 33 | 8760 | 433 | 165 | 0.0187 | 0.15 | 0.6612 | 2.4611 | 1.0785 | 1.3826
| 3249 | 12 | 33 | 8760 | 433 | 165 | 0.0187 | 0.15 | 0.6612 | 2.4611 | 1.0785 | 1.3826
| 3250 | 12 | 33 | 8760 | 433 | 165 | 0.0187 | 0.15 | 0.6612 | 2.4611 | 1.0785 | 1.3826
| 3251 | 12 | 33 | 8760 | 433 | 165 | 0.0187 | 0.15 | 0.6612 | 2.4611 | 1.0785 | 1.3826
| 3252 | 12 | 33 | 8760 | 433 | 165 | 0.0187 | 0.15 | 0.6612 | 2.4611 | 1.0785 | 1.3826
| 3253 | 12 | 33 | 8760 | 433 | 165 | 0.0187 | 0.15 | 0.6612 | 2.4611 | 1.0785 | 1.3826
| 3254 | 12 | 33 | 8760 | 433 | 165 | 0.0187 | 0.15 | 0.6612 | 2.4611 | 1.0785 | 1.3826
| 3255 | 12 | 33 | 8760 | 433 | 165 | 0.0187 | 0.15 | 0.6612 | 2.4611 | 1.0785 | 1.3826
| 3256 | 12 | 33 | 8760 | 433 | 165 | 0.0187 | 0.15 | 0.6612 | 2.4611 | 1.0785 | 1.3826
| 3257 | 12 | 33 | 8760 | 433 | 165 | 0.0187 | 0.15 | 0.6612 | 2.4611 | 1.0785 | 1.3826
| 3258 | 12 | 33 | 8760 | 433 | 165 | 0.0187 | 0.15 | 0.6612 | 2.4611 | 1.0785 | 1.3826
| 3259 | 12 | 33 | 8760 | 433 | 165 | 0.0187 | 0.15 | 0.6612 | 2.4611 | 1.0785 | 1.3826
| 3260 | 12 | 33 | 8760 | 433 | 165 | 0.0187 | 0.15 | 0.6612 | 2.4611 | 1.0785 | 1.3826
| 3261 | 12 | 33 | 8760 | 433 | 165 | 0.0187 | 0.15 | 0.6612 | 2.4611 | 1.0785 | 1.3826
| 3262 | 12 | 33 | 8760 | 433 | 165 | 0.0187 | 0.15 | 0.6612 | 2.4611 | 1.0785 | 1.3826
| 3263 | 12 | 33 | 8760 | 433 | 165 | 0.0187 | 0.15 | 0.6612 | 2.4611 | 1.0785 | 1.3826
| 3264 | 12 | 33 | 8760 | 433 | 165 | 0.0187 | 0.15 | 0.6612 | 2.4611 | 1.0785 | 1.3826
| 3265 | 12 | 33 | 8760 | 433 | 165 | 0.0187 | 0.15 | 0.6612 | 2.4611 | 1.0785 | 1.3826
| 3266 | 12 | 33 | 8760 | 433 | 165 | 0.0187 | 0.15 | 0.6612 | 2.4611 | 1.0785 | 1.3826
| 3267 | 12 | 33 | 8760 | 433 | 165 | 0.0187 | 0.15 | 0.6612 | 2.4611 | 1.0785 | 1.3826
| 3268 | 12 | 33 | 8760 | 433 | 165 | 0.0187 | 0.15 | 0.6612 | 2.4611 | 1.0785 | 1.3826
| 3269 | 12 | 33 | 8760 | 433 | 165 | 0.0187 | 0.15 | 0.6612 | 2.4611 | 1.0785 | 1.3826
| 3270 | 12 | 33 | 8760 | 433 | 165 | 0.0187 | 0.15 | 0.6612 | 2.4611 | 1.0785 | 1.3826
| 3271 | 12 | 33 | 8760 | 433 | 165 | 0.0187 | 0.15 | 0.6612 | 2.4611 | 1.0785 | 1.3826
| 3272 | 12 | 33 | 8760 | 433 | 165 | 0.0187 | 0.15 | 0.6612 | 2.4611 | 1.0785 | 1.3826
| 3273 | 12 | 33 | 8760 | 433 | 165 | 0.0187 | 0.15 | 0.6612 | 2.4611 | 1.0785 | 1.3826
| 3274 | 12 | 33 | 8760 | 433 | 165 | 0.0187 | 0.15 | 0.6612 | 2.4611 | 1.0785 | 1.3826
| 3275 | 12 | 33 | 8760 | 433 | 165 | 0.0187 | 0.15 | 0.6612 | 2.4611 | 1.0785 | 1.3826
| 3276 | 12 | 33 | 8760 | 433 | 165 | 0.0187 | 0.15 | 0.6612 | 2.4611 | 1.0785 | 1.3826
| 3277 | 12 | 33 | 8760 | 433 | 165 | 0.0187 | 0.15 | 0.6612 | 2.4611 | 1.0785 | 1.3826
| 3278 | 12 | 33 | 8760 | 433 | 165 | 0.0187 | 0.15 | 0.6612 | 2.4611 | 1.0785 | 1.3826
| 3279 | 12 | 33 | 8760 | 433 | 165 | 0.0187 | 0.15 | 0.6612 | 2.4611 | 1.0785 | 1.3826
| 3280 | 12 | 33 | 8760 | 433 | 165 | 0.0187 | 0.15 | 0.6612 | 2.4611 | 1.0785 | 1.3826
| 3281 | 12 | 33 | 8760 | 433 | 165 | 0.0187 | 0.15 | 0.6612 | 2.4611 | 1.0785 | 1.3826
| 3282 | 12 | 33 | 8760 | 433 | 165 | 0.0187 | 0.15 | 0.6612 | 2.4611 | 1.0785 | 1.3826
| 3283 | 12 | 33 | 8760 | 433 | 165 | 0.0187 | 0.15 | 0.6612 | 2.4611 | 1.0785 | 1.3826
| 3284 | 12 | 33 | 8760 | 433 | 165 | 0.0187 | 0.15 | 0.6612 | 2.4611 | 1.0785 | 1.3826
| 3285 | 12 | 33 | 8760 | 433 | 165 | 0.0187 | 0.15 | 0.6612 | 2.4611 | 1.0785 | 1.3826
| 3286 | 12 | 33 | 8760 | 433 | 165 | 0.0187 | 0.15 | 0.6612 | 2.4611 | 1.0785 | 1.3826
| 3287 | 12 | 33 | 8760 | 433 | 165 | 0.0187 | 0.15 | 0.6612 | 2.4611 | 1.0785 | 1.3826
| 3288 | 12 | 33 | 8760 | 433 | 165 | 0.0187 | 0.15 | 0.6612 | 2.4611 | 1.0785 | 1.3826
| 3289 | 12 | 33 | 8760 | 433 | 165 | 0.0187 | 0.15 | 0.6612 | 2.4611 | 1.0785 | 1.3826
| 3290 | 12 | 33 | 8760 | 433 | 165 | 0.0187 | 0.15 | 0.6612 | 2.4611 | 1.0785 | 1.3826
| 3291 | 12 | 33 | 8760 | 433 | 165 | 0.0187 | 0.15 | 0.6612 | 2.4611 | 1.0785 | 1.3826
| 3292 | 12 | 33 | 8760 | 433 | 165 | 0.0187 | 0.15 | 0.6612 | 2.4611 | 1.0785 | 1.3826
| 3293 | 12 | 33 | 8760 | 433 | 165 | 0.0187 | 0.15 | 0.6612 | 2.4611 | 1.0785 | 1.3826
| 3294 | 12 | 33 | 8760 | 433 | 165 | 0.0187 | 0.15 | 0.6612 | 2.4611 | 1.0785 | 1.3826
| 3295 | 12 | 33 | 8760 | 433 | 165 | 0.0187 | 0.15 | 0.6612 | 2.4611 | 1.0785 | 1.3826
| 3296 | 12 | 33 | 8760 | 433 | 165 | 0.0187 | 0.15 | 0.6612 | 2.4611 | 1.0785 | 1.3826
| 3297 | 12 | 33 | 8760 | 433 | 165 | 0.0187 | 0.15 | 0.6612 | 2.4611 | 1.0785 | 1.3826
| 3298 | 12 | 33 | 8760 | 433 | 165 | 0.0187 | 0.15 | 0.6612 | 2.4611 | 1.0785 | 1.3826
| 3299 | 12 | 33 | 8760 | 433 | 165 | 0.0187 | 0.15 | 0.6612 | 2.4611 | 1.0785 | 1.3826
| 3300 | 12 | 33 | 8760 | 433 | 165 | 0.0187 | 0.15 | 0.6612 | 2.4611 | 1.0785 | 1.3826
| 3301 | 13 | 33 | 8760 | 580 | 220 | 0.0187 | 0.15 | 0.6612 | 3.2966 | 1.438 | 1.8586
| 3302 | 13 | 33 | 8760 | 580 | 220 | 0.0187 | 0.15 | 0.6612 | 3.2966 | 1.438 | 1.8586
| 3303 | 13 | 33 | 8760 | 580 | 220 | 0.0187 | 0.15 | 0.6612 | 3.2966 | 1.438 | 1.8586
| 3304 | 10 | 33 | 8760 | 340 | 125 | 0.0187 | 0.15 | 0.6612 | 1.9325 | 0.81705 | 1.1154
| 3305 | 10 | 33 | 8760 | 340 | 125 | 0.0187 | 0.15 | 0.6612 | 1.9325 | 0.81705 | 1.1154
| 3306 | 10 | 33 | 8760 | 340 | 125 | 0.0187 | 0.15 | 0.6612 | 1.9325 | 0.81705 | 1.1154
| 3307 | 10 | 33 | 8760 | 340 | 125 | 0.0187 | 0.15 | 0.6612 | 1.9325 | 0.81705 | 1.1154
| 3308 | 10 | 33 | 8760 | 340 | 125 | 0.0187 | 0.15 | 0.6612 | 1.9325 | 0.81705 | 1.1154
| 3309 | 10 | 33 | 8760 | 340 | 125 | 0.0187 | 0.15 | 0.6612 | 1.9325 | 0.81705 | 1.1154
| 3310 | 10 | 33 | 8760 | 340 | 125 | 0.0187 | 0.15 | 0.6612 | 1.9325 | 0.81705 | 1.1154
| 3311 | 10 | 33 | 8760 | 340 | 125 | 0.0187 | 0.15 | 0.6612 | 1.9325 | 0.81705 | 1.1154
| 3312 | 10 | 33 | 8760 | 340 | 125 | 0.0187 | 0.15 | 0.6612 | 1.9325 | 0.81705 | 1.1154
| 3313 | 10 | 33 | 8760 | 340 | 125 | 0.0187 | 0.15 | 0.6612 | 1.9325 | 0.81705 | 1.1154
| 3314 | 10 | 33 | 8760 | 340 | 125 | 0.0187 | 0.15 | 0.6612 | 1.9325 | 0.81705 | 1.1154
| 3315 | 10 | 33 | 8760 | 340 | 125 | 0.0187 | 0.15 | 0.6612 | 1.9325 | 0.81705 | 1.1154
| 3316 | 10 | 33 | 8760 | 340 | 125 | 0.0187 | 0.15 | 0.6612 | 1.9325 | 0.81705 | 1.1154
| 3317 | 10 | 33 | 8760 | 340 | 125 | 0.0187 | 0.15 | 0.6612 | 1.9325 | 0.81705 | 1.1154
| 3318 | 12 | 33 | 8760 | 433 | 165 | 0.0187 | 0.15 | 0.6612 | 2.4611 | 1.0785 | 1.3826
| 3319 | 12 | 33 | 8760 | 433 | 165 | 0.0187 | 0.15 | 0.6612 | 2.4611 | 1.0785 | 1.3826
| 3320 | 12 | 33 | 8760 | 433 | 165 | 0.0187 | 0.15 | 0.6612 | 2.4611 | 1.0785 | 1.3826
| 3321 | 12 | 33 | 8760 | 433 | 165 | 0.0187 | 0.15 | 0.6612 | 2.4611 | 1.0785 | 1.3826
| 3322 | 12 | 33 | 8760 | 433 | 165 | 0.0187 | 0.15 | 0.6612 | 2.4611 | 1.0785 | 1.3826
| 3323 | 12 | 33 | 8760 | 433 | 165 | 0.0187 | 0.15 | 0.6612 | 2.4611 | 1.0785 | 1.3826
| 3324 | 12 | 33 | 8760 | 433 | 165 | 0.0187 | 0.15 | 0.6612 | 2.4611 | 1.0785 | 1.3826
| 3325 | 12 | 33 | 8760 | 433 | 165 | 0.0187 | 0.15 | 0.6612 | 2.4611 | 1.0785 | 1.3826
| 3326 | 12 | 33 | 8760 | 433 | 165 | 0.0187 | 0.15 | 0.6612 | 2.4611 | 1.0785 | 1.3826
| 3327 | 12 | 33 | 8760 | 433 | 165 | 0.0187 | 0.15 | 0.6612 | 2.4611 | 1.0785 | 1.3826
| 3328 | 12 | 33 | 8760 | 433 | 165 | 0.0187 | 0.15 | 0.6612 | 2.4611 | 1.0785 | 1.3826
| 3329 | 12 | 33 | 8760 | 433 | 165 | 0.0187 | 0.15 | 0.6612 | 2.4611 | 1.0785 | 1.3826
| 3330 | 12 | 33 | 8760 | 433 | 165 | 0.0187 | 0.15 | 0.6612 | 2.4611 | 1.0785 | 1.3826
| 3331 | 12 | 33 | 8760 | 433 | 165 | 0.0187 | 0.15 | 0.6612 | 2.4611 | 1.0785 | 1.3826
| 3332 | 12 | 33 | 8760 | 433 | 165 | 0.0187 | 0.15 | 0.6612 | 2.4611 | 1.0785 | 1.3826
| 3333 | 12 | 33 | 8760 | 433 | 165 | 0.0187 | 0.15 | 0.6612 | 2.4611 | 1.0785 | 1.3826
| 3334 | 12 | 33 | 8760 | 433 | 165 | 0.0187 | 0.15 | 0.6612 | 2.4611 | 1.0785 | 1.3826
| 3335 | 12 | 33 | 8760 | 433 | 165 | 0.0187 | 0.15 | 0.6612 | 2.4611 | 1.0785 | 1.3826
| 3336 | 12 | 33 | 8760 | 433 | 165 | 0.0187 | 0.15 | 0.6612 | 2.4611 | 1.0785 | 1.3826
| 3337 | 12 | 33 | 8760 | 433 | 165 | 0.0187 | 0.15 | 0.6612 | 2.4611 | 1.0785 | 1.3826
| 3338 | 12 | 33 | 8760 | 433 | 165 | 0.0187 | 0.15 | 0.6612 | 2.4611 | 1.0785 | 1.3826
| 3339 | 12 | 33 | 8760 | 433 | 165 | 0.0187 | 0.15 | 0.6612 | 2.4611 | 1.0785 | 1.3826
| 3340 | 12 | 33 | 8760 | 433 | 165 | 0.0187 | 0.15 | 0.6612 | 2.4611 | 1.0785 | 1.3826
| 3341 | 12 | 33 | 8760 | 433 | 165 | 0.0187 | 0.15 | 0.6612 | 2.4611 | 1.0785 | 1.3826
| 3342 | 12 | 33 | 8760 | 433 | 165 | 0.0187 | 0.15 | 0.6612 | 2.4611 | 1.0785 | 1.3826
| 3343 | 12 | 33 | 8760 | 433 | 165 | 0.0187 | 0.15 | 0.6612 | 2.4611 | 1.0785 | 1.3826
| 3344 | 12 | 33 | 8760 | 433 | 165 | 0.0187 | 0.15 | 0.6612 | 2.4611 | 1.0785 | 1.3826
| 3345 | 12 | 33 | 8760 | 433 | 165 | 0.0187 | 0.15 | 0.6612 | 2.4611 | 1.0785 | 1.3826
| 3346 | 12 | 33 | 8760 | 433 | 165 | 0.0187 | 0.15 | 0.6612 | 2.4611 | 1.0785 | 1.3826
| 3347 | 12 | 33 | 8760 | 433 | 165 | 0.0187 | 0.15 | 0.6612 | 2.4611 | 1.0785 | 1.3826
| 3348 | 12 | 33 | 8760 | 433 | 165 | 0.0187 | 0.15 | 0.6612 | 2.4611 | 1.0785 | 1.3826
| 3349 | 12 | 33 | 8760 | 433 | 165 | 0.0187 | 0.15 | 0.6612 | 2.4611 | 1.0785 | 1.3826
| 3350 | 12 | 33 | 8760 | 433 | 165 | 0.0187 | 0.15 | 0.6612 | 2.4611 | 1.0785 | 1.3826
| 3351 | 12 | 33 | 8760 | 433 | 165 | 0.0187 | 0.15 | 0.6612 | 2.4611 | 1.0785 | 1.3826
| 3352 | 12 | 33 | 8760 | 433 | 165 | 0.0187 | 0.15 | 0.6612 | 2.4611 | 1.0785 | 1.3826
| 3353 | 12 | 33 | 8760 | 433 | 165 | 0.0187 | 0.15 | 0.6612 | 2.4611 | 1.0785 | 1.3826
| 3354 | 12 | 33 | 8760 | 433 | 165 | 0.0187 | 0.15 | 0.6612 | 2.4611 | 1.0785 | 1.3826
| 3355 | 12 | 33 | 8760 | 433 | 165 | 0.0187 | 0.15 | 0.6612 | 2.4611 | 1.0785 | 1.3826
| 3356 | 12 | 33 | 8760 | 433 | 165 | 0.0187 | 0.15 | 0.6612 | 2.4611 | 1.0785 | 1.3826
| 3357 | 12 | 33 | 8760 | 433 | 165 | 0.0187 | 0.15 | 0.6612 | 2.4611 | 1.0785 | 1.3826
| 3358 | 12 | 33 | 8760 | 433 | 165 | 0.0187 | 0.15 | 0.6612 | 2.4611 | 1.0785 | 1.3826
| 3359 | 12 | 33 | 8760 | 433 | 165 | 0.0187 | 0.15 | 0.6612 | 2.4611 | 1.0785 | 1.3826
| 3360 | 12 | 33 | 8760 | 433 | 165 | 0.0187 | 0.15 | 0.6612 | 2.4611 | 1.0785 | 1.3826
| 3361 | 12 | 33 | 8760 | 433 | 165 | 0.0187 | 0.15 | 0.6612 | 2.4611 | 1.0785 | 1.3826
| 3362 | 12 | 33 | 8760 | 433 | 165 | 0.0187 | 0.15 | 0.6612 | 2.4611 | 1.0785 | 1.3826
| 3363 | 12 | 33 | 8760 | 433 | 165 | 0.0187 | 0.15 | 0.6612 | 2.4611 | 1.0785 | 1.3826
| 3364 | 12 | 33 | 8760 | 433 | 165 | 0.0187 | 0.15 | 0.6612 | 2.4611 | 1.0785 | 1.3826
| 3365 | 12 | 33 | 8760 | 433 | 165 | 0.0187 | 0.15 | 0.6612 | 2.4611 | 1.0785 | 1.3826
| 3366 | 12 | 33 | 8760 | 433 | 165 | 0.0187 | 0.15 | 0.6612 | 2.4611 | 1.0785 | 1.3826
| 3367 | 12 | 33 | 8760 | 433 | 165 | 0.0187 | 0.15 | 0.6612 | 2.4611 | 1.0785 | 1.3826
| 3368 | 12 | 33 | 8760 | 433 | 165 | 0.0187 | 0.15 | 0.6612 | 2.4611 | 1.0785 | 1.3826
| 3369 | 12 | 33 | 8760 | 433 | 165 | 0.0187 | 0.15 | 0.6612 | 2.4611 | 1.0785 | 1.3826
| 3370 | 12 | 33 | 8760 | 433 | 165 | 0.0187 | 0.15 | 0.6612 | 2.4611 | 1.0785 | 1.3826
| 3371 | 12 | 33 | 8760 | 433 | 165 | 0.0187 | 0.15 | 0.6612 | 2.4611 | 1.0785 | 1.3826
| 3372 | 12 | 33 | 8760 | 433 | 165 | 0.0187 | 0.15 | 0.6612 | 2.4611 | 1.0785 | 1.3826
| 3373 | 12 | 33 | 8760 | 433 | 165 | 0.0187 | 0.15 | 0.6612 | 2.4611 | 1.0785 | 1.3826
| 3374 | 12 | 33 | 8760 | 433 | 165 | 0.0187 | 0.15 | 0.6612 | 2.4611 | 1.0785 | 1.3826
| 3375 | 12 | 33 | 8760 | 433 | 165 | 0.0187 | 0.15 | 0.6612 | 2.4611 | 1.0785 | 1.3826
| 3376 | 12 | 33 | 8760 | 433 | 165 | 0.0187 | 0.15 | 0.6612 | 2.4611 | 1.0785 | 1.3826
| 3377 | 12 | 33 | 8760 | 433 | 165 | 0.0187 | 0.15 | 0.6612 | 2.4611 | 1.0785 | 1.3826
| 3378 | 12 | 33 | 8760 | 433 | 165 | 0.0187 | 0.15 | 0.6612 | 2.4611 | 1.0785 | 1.3826
| 3379 | 12 | 33 | 8760 | 433 | 165 | 0.0187 | 0.15 | 0.6612 | 2.4611 | 1.0785 | 1.3826
| 3380 | 12 | 33 | 8760 | 433 | 165 | 0.0187 | 0.15 | 0.6612 | 2.4611 | 1.0785 | 1.3826
| 3381 | 12 | 33 | 8760 | 433 | 165 | 0.0187 | 0.15 | 0.6612 | 2.4611 | 1.0785 | 1.3826
| 3382 | 12 | 33 | 8760 | 433 | 165 | 0.0187 | 0.15 | 0.6612 | 2.4611 | 1.0785 | 1.3826
| 3383 | 12 | 33 | 8760 | 433 | 165 | 0.0187 | 0.15 | 0.6612 | 2.4611 | 1.0785 | 1.3826
| 3384 | 12 | 33 | 8760 | 433 | 165 | 0.0187 | 0.15 | 0.6612 | 2.4611 | 1.0785 | 1.3826
| 3385 | 12 | 33 | 8760 | 433 | 165 | 0.0187 | 0.15 | 0.6612 | 2.4611 | 1.0785 | 1.3826
| 3386 | 12 | 33 | 8760 | 433 | 165 | 0.0187 | 0.15 | 0.6612 | 2.4611 | 1.0785 | 1.3826
| 3387 | 12 | 33 | 8760 | 433 | 165 | 0.0187 | 0.15 | 0.6612 | 2.4611 | 1.0785 | 1.3826
| 3388 | 12 | 33 | 8760 | 433 | 165 | 0.0187 | 0.15 | 0.6612 | 2.4611 | 1.0785 | 1.3826
| 3389 | 12 | 33 | 8760 | 433 | 165 | 0.0187 | 0.15 | 0.6612 | 2.4611 | 1.0785 | 1.3826
| 3390 | 12 | 33 | 8760 | 433 | 165 | 0.0187 | 0.15 | 0.6612 | 2.4611 | 1.0785 | 1.3826
| 3391 | 12 | 33 | 8760 | 433 | 165 | 0.0187 | 0.15 | 0.6612 | 2.4611 | 1.0785 | 1.3826
| 3392 | 12 | 33 | 8760 | 433 | 165 | 0.0187 | 0.15 | 0.6612 | 2.4611 | 1.0785 | 1.3826
| 3393 | 12 | 33 | 8760 | 433 | 165 | 0.0187 | 0.15 | 0.6612 | 2.4611 | 1.0785 | 1.3826
| 3394 | 12 | 33 | 8760 | 433 | 165 | 0.0187 | 0.15 | 0.6612 | 2.4611 | 1.0785 | 1.3826
| 3395 | 12 | 33 | 8760 | 433 | 165 | 0.0187 | 0.15 | 0.6612 | 2.4611 | 1.0785 | 1.3826
| 3396 | 12 | 33 | 8760 | 433 | 165 | 0.0187 | 0.15 | 0.6612 | 2.4611 | 1.0785 | 1.3826
| 3397 | 12 | 33 | 8760 | 433 | 165 | 0.0187 | 0.15 | 0.6612 | 2.4611 | 1.0785 | 1.3826
| 3398 | 12 | 33 | 8760 | 433 | 165 | 0.0187 | 0.15 | 0.6612 | 2.4611 | 1.0785 | 1.3826
| 3399 | 12 | 33 | 8760 | 433 | 165 | 0.0187 | 0.15 | 0.6612 | 2.4611 | 1.0785 | 1.3826
| 3400 | 12 | 33 | 8760 | 433 | 165 | 0.0187 | 0.15 | 0.6612 | 2.4611 | 1.0785 | 1.3826
| 3401 | 12 | 33 | 8760 | 433 | 165 | 0.0187 | 0.15 | 0.6612 | 2.4611 | 1.0785 | 1.3826
| 3402 | 12 | 33 | 8760 | 433 | 165 | 0.0187 | 0.15 | 0.6612 | 2.4611 | 1.0785 | 1.3826
| 3403 | 12 | 33 | 8760 | 433 | 165 | 0.0187 | 0.15 | 0.6612 | 2.4611 | 1.0785 | 1.3826
| 3404 | 12 | 33 | 8760 | 433 | 165 | 0.0187 | 0.15 | 0.6612 | 2.4611 | 1.0785 | 1.3826
| 3405 | 12 | 33 | 8760 | 433 | 165 | 0.0187 | 0.15 | 0.6612 | 2.4611 | 1.0785 | 1.3826
| 3406 | 12 | 33 | 8760 | 433 | 165 | 0.0187 | 0.15 | 0.6612 | 2.4611 | 1.0785 | 1.3826
| 3407 | 12 | 33 | 8760 | 433 | 165 | 0.0187 | 0.15 | 0.6612 | 2.4611 | 1.0785 | 1.3826
| 3408 | 12 | 33 | 8760 | 433 | 165 | 0.0187 | 0.15 | 0.6612 | 2.4611 | 1.0785 | 1.3826
| 3409 | 12 | 33 | 8760 | 433 | 165 | 0.0187 | 0.15 | 0.6612 | 2.4611 | 1.0785 | 1.3826
| 3410 | 12 | 33 | 8760 | 433 | 165 | 0.0187 | 0.15 | 0.6612 | 2.4611 | 1.0785 | 1.3826
| 3411 | 12 | 33 | 8760 | 433 | 165 | 0.0187 | 0.15 | 0.6612 | 2.4611 | 1.0785 | 1.3826
| 3412 | 13 | 33 | 8760 | 580 | 220 | 0.0187 | 0.15 | 0.6612 | 3.2966 | 1.438 | 1.8586
| 3413 | 13 | 33 | 8760 | 580 | 220 | 0.0187 | 0.15 | 0.6612 | 3.2966 | 1.438 | 1.8586
| 3414 | 13 | 33 | 8760 | 580 | 220 | 0.0187 | 0.15 | 0.6612 | 3.2966 | 1.438 | 1.8586
| 3415 | 13 | 33 | 8760 | 580 | 220 | 0.0187 | 0.15 | 0.6612 | 3.2966 | 1.438 | 1.8586
| 3416 | 13 | 33 | 8760 | 580 | 220 | 0.0187 | 0.15 | 0.6612 | 3.2966 | 1.438 | 1.8586
| 3417 | 13 | 33 | 8760 | 580 | 220 | 0.0187 | 0.15 | 0.6612 | 3.2966 | 1.438 | 1.8586
| 3418 | 13 | 33 | 8760 | 580 | 220 | 0.0187 | 0.15 | 0.6612 | 3.2966 | 1.438 | 1.8586
| 3419 | 13 | 33 | 8760 | 580 | 220 | 0.0187 | 0.15 | 0.6612 | 3.2966 | 1.438 | 1.8586
| 3420 | 13 | 33 | 8760 | 580 | 220 | 0.0187 | 0.15 | 0.6612 | 3.2966 | 1.438 | 1.8586
| 3421 | 13 | 33 | 8760 | 580 | 220 | 0.0187 | 0.15 | 0.6612 | 3.2966 | 1.438 | 1.8586
| 3422 | 13 | 33 | 8760 | 580 | 220 | 0.0187 | 0.15 | 0.6612 | 3.2966 | 1.438 | 1.8586
| 3423 | 13 | 33 | 8760 | 580 | 220 | 0.0187 | 0.15 | 0.6612 | 3.2966 | 1.438 | 1.8586
| 3424 | 13 | 33 | 8760 | 580 | 220 | 0.0187 | 0.15 | 0.6612 | 3.2966 | 1.438 | 1.8586
| 3425 | 13 | 33 | 8760 | 580 | 220 | 0.0187 | 0.15 | 0.6612 | 3.2966 | 1.438 | 1.8586
| 3426 | 13 | 33 | 8760 | 580 | 220 | 0.0187 | 0.15 | 0.6612 | 3.2966 | 1.438 | 1.8586
| 3427 | 13 | 33 | 8760 | 580 | 220 | 0.0187 | 0.15 | 0.6612 | 3.2966 | 1.438 | 1.8586
| 3428 | 13 | 33 | 8760 | 580 | 220 | 0.0187 | 0.15 | 0.6612 | 3.2966 | 1.438 | 1.8586
| 3429 | 13 | 33 | 8760 | 580 | 220 | 0.0187 | 0.15 | 0.6612 | 3.2966 | 1.438 | 1.8586
| 3430 | 13 | 33 | 8760 | 580 | 220 | 0.0187 | 0.15 | 0.6612 | 3.2966 | 1.438 | 1.8586
| 3431 | 13 | 33 | 8760 | 580 | 220 | 0.0187 | 0.15 | 0.6612 | 3.2966 | 1.438 | 1.8586
| 3432 | 13 | 33 | 8760 | 580 | 220 | 0.0187 | 0.15 | 0.6612 | 3.2966 | 1.438 | 1.8586
| 3433 | 13 | 33 | 8760 | 580 | 220 | 0.0187 | 0.15 | 0.6612 | 3.2966 | 1.438 | 1.8586
| 3434 | 13 | 33 | 8760 | 580 | 220 | 0.0187 | 0.15 | 0.6612 | 3.2966 | 1.438 | 1.8586
| 3435 | 13 | 33 | 8760 | 580 | 220 | 0.0187 | 0.15 | 0.6612 | 3.2966 | 1.438 | 1.8586
| 3436 | 13 | 33 | 8760 | 580 | 220 | 0.0187 | 0.15 | 0.6612 | 3.2966 | 1.438 | 1.8586
| 3437 | 13 | 33 | 8760 | 580 | 220 | 0.0187 | 0.15 | 0.6612 | 3.2966 | 1.438 | 1.8586
| 3438 | 13 | 33 | 8760 | 580 | 220 | 0.0187 | 0.15 | 0.6612 | 3.2966 | 1.438 | 1.8586
| 3439 | 13 | 33 | 8760 | 580 | 220 | 0.0187 | 0.15 | 0.6612 | 3.2966 | 1.438 | 1.8586
| 3440 | 13 | 33 | 8760 | 580 | 220 | 0.0187 | 0.15 | 0.6612 | 3.2966 | 1.438 | 1.8586
| 3441 | 13 | 33 | 8760 | 580 | 220 | 0.0187 | 0.15 | 0.6612 | 3.2966 | 1.438 | 1.8586
| 3442 | 13 | 33 | 8760 | 580 | 220 | 0.0187 | 0.15 | 0.6612 | 3.2966 | 1.438 | 1.8586
| 3443 | 13 | 33 | 8760 | 580 | 220 | 0.0187 | 0.15 | 0.6612 | 3.2966 | 1.438 | 1.8586
| 3444 | 13 | 33 | 8760 | 580 | 220 | 0.0187 | 0.15 | 0.6612 | 3.2966 | 1.438 | 1.8586
| 3445 | 13 | 33 | 8760 | 580 | 220 | 0.0187 | 0.15 | 0.6612 | 3.2966 | 1.438 | 1.8586
| 3446 | 13 | 33 | 8760 | 580 | 220 | 0.0187 | 0.15 | 0.6612 | 3.2966 | 1.438 | 1.8586
| 3447 | 13 | 33 | 8760 | 580 | 220 | 0.0187 | 0.15 | 0.6612 | 3.2966 | 1.438 | 1.8586
| 3448 | 13 | 33 | 8760 | 580 | 220 | 0.0187 | 0.15 | 0.6612 | 3.2966 | 1.438 | 1.8586
| 3449 | 10 | 33 | 8760 | 340 | 125 | 0.0187 | 0.15 | 0.6612 | 1.9325 | 0.81705 | 1.1154
| 3450 | 10 | 33 | 8760 | 340 | 125 | 0.0187 | 0.15 | 0.6612 | 1.9325 | 0.81705 | 1.1154
| 3451 | 10 | 33 | 8760 | 340 | 125 | 0.0187 | 0.15 | 0.6612 | 1.9325 | 0.81705 | 1.1154
| 3452 | 10 | 33 | 8760 | 340 | 125 | 0.0187 | 0.15 | 0.6612 | 1.9325 | 0.81705 | 1.1154
| 3453 | 10 | 33 | 8760 | 340 | 125 | 0.0187 | 0.15 | 0.6612 | 1.9325 | 0.81705 | 1.1154
| 3454 | 10 | 33 | 8760 | 340 | 125 | 0.0187 | 0.15 | 0.6612 | 1.9325 | 0.81705 | 1.1154
| 3455 | 10 | 33 | 8760 | 340 | 125 | 0.0187 | 0.15 | 0.6612 | 1.9325 | 0.81705 | 1.1154
| 3456 | 10 | 33 | 8760 | 340 | 125 | 0.0187 | 0.15 | 0.6612 | 1.9325 | 0.81705 | 1.1154
| 3457 | 10 | 33 | 8760 | 340 | 125 | 0.0187 | 0.15 | 0.6612 | 1.9325 | 0.81705 | 1.1154
| 3458 | 10 | 33 | 8760 | 340 | 125 | 0.0187 | 0.15 | 0.6612 | 1.9325 | 0.81705 | 1.1154
| 3459 | 10 | 33 | 8760 | 340 | 125 | 0.0187 | 0.15 | 0.6612 | 1.9325 | 0.81705 | 1.1154
| 3460 | 12 | 33 | 8760 | 433 | 165 | 0.0187 | 0.15 | 0.6612 | 2.4611 | 1.0785 | 1.3826
| 3461 | 12 | 33 | 8760 | 433 | 165 | 0.0187 | 0.15 | 0.6612 | 2.4611 | 1.0785 | 1.3826
| 3462 | 12 | 33 | 8760 | 433 | 165 | 0.0187 | 0.15 | 0.6612 | 2.4611 | 1.0785 | 1.3826
| 3463 | 12 | 33 | 8760 | 433 | 165 | 0.0187 | 0.15 | 0.6612 | 2.4611 | 1.0785 | 1.3826
| 3464 | 12 | 33 | 8760 | 433 | 165 | 0.0187 | 0.15 | 0.6612 | 2.4611 | 1.0785 | 1.3826
| 3465 | 12 | 33 | 8760 | 433 | 165 | 0.0187 | 0.15 | 0.6612 | 2.4611 | 1.0785 | 1.3826
| 3466 | 12 | 33 | 8760 | 433 | 165 | 0.0187 | 0.15 | 0.6612 | 2.4611 | 1.0785 | 1.3826
| 3467 | 12 | 33 | 8760 | 433 | 165 | 0.0187 | 0.15 | 0.6612 | 2.4611 | 1.0785 | 1.3826
| 3468 | 12 | 33 | 8760 | 433 | 165 | 0.0187 | 0.15 | 0.6612 | 2.4611 | 1.0785 | 1.3826
| 3469 | 12 | 33 | 8760 | 433 | 165 | 0.0187 | 0.15 | 0.6612 | 2.4611 | 1.0785 | 1.3826
| 3470 | 12 | 33 | 8760 | 433 | 165 | 0.0187 | 0.15 | 0.6612 | 2.4611 | 1.0785 | 1.3826
| 3471 | 12 | 33 | 8760 | 433 | 165 | 0.0187 | 0.15 | 0.6612 | 2.4611 | 1.0785 | 1.3826
| 3472 | 10 | 33 | 8760 | 340 | 125 | 0.0187 | 0.15 | 0.6612 | 1.9325 | 0.81705 | 1.1154
| 3473 | 10 | 33 | 8760 | 340 | 125 | 0.0187 | 0.15 | 0.6612 | 1.9325 | 0.81705 | 1.1154
| 3474 | 10 | 33 | 8760 | 340 | 125 | 0.0187 | 0.15 | 0.6612 | 1.9325 | 0.81705 | 1.1154
| 3475 | 10 | 33 | 8760 | 340 | 125 | 0.0187 | 0.15 | 0.6612 | 1.9325 | 0.81705 | 1.1154
| 3476 | 10 | 33 | 8760 | 340 | 125 | 0.0187 | 0.15 | 0.6612 | 1.9325 | 0.81705 | 1.1154
| 3477 | 10 | 33 | 8760 | 340 | 125 | 0.0187 | 0.15 | 0.6612 | 1.9325 | 0.81705 | 1.1154
| 3478 | 10 | 33 | 8760 | 340 | 125 | 0.0187 | 0.15 | 0.6612 | 1.9325 | 0.81705 | 1.1154
| 3479 | 10 | 33 | 8760 | 340 | 125 | 0.0187 | 0.15 | 0.6612 | 1.9325 | 0.81705 | 1.1154
| 3480 | 10 | 33 | 8760 | 340 | 125 | 0.0187 | 0.15 | 0.6612 | 1.9325 | 0.81705 | 1.1154
| 3481 | 10 | 33 | 8760 | 340 | 125 | 0.0187 | 0.15 | 0.6612 | 1.9325 | 0.81705 | 1.1154
| 3482 | 10 | 33 | 8760 | 340 | 125 | 0.0187 | 0.15 | 0.6612 | 1.9325 | 0.81705 | 1.1154
| 3483 | 10 | 33 | 8760 | 340 | 125 | 0.0187 | 0.15 | 0.6612 | 1.9325 | 0.81705 | 1.1154
| 3484 | 10 | 33 | 8760 | 340 | 125 | 0.0187 | 0.15 | 0.6612 | 1.9325 | 0.81705 | 1.1154
| 3485 | 10 | 33 | 8760 | 340 | 125 | 0.0187 | 0.15 | 0.6612 | 1.9325 | 0.81705 | 1.1154
| 3486 | 10 | 33 | 8760 | 340 | 125 | 0.0187 | 0.15 | 0.6612 | 1.9325 | 0.81705 | 1.1154
| 3487 | 10 | 33 | 8760 | 340 | 125 | 0.0187 | 0.15 | 0.6612 | 1.9325 | 0.81705 | 1.1154
| 3488 | 10 | 33 | 8760 | 340 | 125 | 0.0187 | 0.15 | 0.6612 | 1.9325 | 0.81705 | 1.1154
| 3489 | 10 | 33 | 8760 | 340 | 125 | 0.0187 | 0.15 | 0.6612 | 1.9325 | 0.81705 | 1.1154
| 3490 | 10 | 33 | 8760 | 340 | 125 | 0.0187 | 0.15 | 0.6612 | 1.9325 | 0.81705 | 1.1154
| 3491 | 10 | 33 | 8760 | 340 | 125 | 0.0187 | 0.15 | 0.6612 | 1.9325 | 0.81705 | 1.1154
| 3492 | 10 | 33 | 8760 | 340 | 125 | 0.0187 | 0.15 | 0.6612 | 1.9325 | 0.81705 | 1.1154
| 3493 | 12 | 33 | 8760 | 433 | 165 | 0.0187 | 0.15 | 0.6612 | 2.4611 | 1.0785 | 1.3826
| 3494 | 12 | 33 | 8760 | 433 | 165 | 0.0187 | 0.15 | 0.6612 | 2.4611 | 1.0785 | 1.3826
| 3495 | 12 | 33 | 8760 | 433 | 165 | 0.0187 | 0.15 | 0.6612 | 2.4611 | 1.0785 | 1.3826
| 3496 | 12 | 33 | 8760 | 433 | 165 | 0.0187 | 0.15 | 0.6612 | 2.4611 | 1.0785 | 1.3826
| 3497 | 12 | 33 | 8760 | 433 | 165 | 0.0187 | 0.15 | 0.6612 | 2.4611 | 1.0785 | 1.3826
| 3498 | 12 | 33 | 8760 | 433 | 165 | 0.0187 | 0.15 | 0.6612 | 2.4611 | 1.0785 | 1.3826
| 3499 | 12 | 33 | 8760 | 433 | 165 | 0.0187 | 0.15 | 0.6612 | 2.4611 | 1.0785 | 1.3826
| 3500 | 12 | 33 | 8760 | 433 | 165 | 0.0187 | 0.15 | 0.6612 | 2.4611 | 1.0785 | 1.3826
| 3501 | 12 | 33 | 8760 | 433 | 165 | 0.0187 | 0.15 | 0.6612 | 2.4611 | 1.0785 | 1.3826
| 3502 | 12 | 33 | 8760 | 433 | 165 | 0.0187 | 0.15 | 0.6612 | 2.4611 | 1.0785 | 1.3826
| 3503 | 12 | 33 | 8760 | 433 | 165 | 0.0187 | 0.15 | 0.6612 | 2.4611 | 1.0785 | 1.3826
| 3504 | 12 | 33 | 8760 | 433 | 165 | 0.0187 | 0.15 | 0.6612 | 2.4611 | 1.0785 | 1.3826
| 3505 | 12 | 33 | 8760 | 433 | 165 | 0.0187 | 0.15 | 0.6612 | 2.4611 | 1.0785 | 1.3826
| 3506 | 12 | 33 | 8760 | 433 | 165 | 0.0187 | 0.15 | 0.6612 | 2.4611 | 1.0785 | 1.3826
| 3507 | 12 | 33 | 8760 | 433 | 165 | 0.0187 | 0.15 | 0.6612 | 2.4611 | 1.0785 | 1.3826
| 3508 | 12 | 33 | 8760 | 433 | 165 | 0.0187 | 0.15 | 0.6612 | 2.4611 | 1.0785 | 1.3826
| 3509 | 12 | 33 | 8760 | 433 | 165 | 0.0187 | 0.15 | 0.6612 | 2.4611 | 1.0785 | 1.3826
| 3510 | 12 | 33 | 8760 | 433 | 165 | 0.0187 | 0.15 | 0.6612 | 2.4611 | 1.0785 | 1.3826
| 3511 | 13 | 33 | 8760 | 580 | 220 | 0.0187 | 0.15 | 0.6612 | 3.2966 | 1.438 | 1.8586
| 3512 | 13 | 33 | 8760 | 580 | 220 | 0.0187 | 0.15 | 0.6612 | 3.2966 | 1.438 | 1.8586
| 3513 | 10 | 33 | 8760 | 340 | 125 | 0.0187 | 0.15 | 0.6612 | 1.9325 | 0.81705 | 1.1154
| 3514 | 10 | 33 | 8760 | 340 | 125 | 0.0187 | 0.15 | 0.6612 | 1.9325 | 0.81705 | 1.1154
| 3515 | 10 | 33 | 8760 | 340 | 125 | 0.0187 | 0.15 | 0.6612 | 1.9325 | 0.81705 | 1.1154
| 3516 | 10 | 33 | 8760 | 340 | 125 | 0.0187 | 0.15 | 0.6612 | 1.9325 | 0.81705 | 1.1154
| 3517 | 10 | 33 | 8760 | 340 | 125 | 0.0187 | 0.15 | 0.6612 | 1.9325 | 0.81705 | 1.1154
| 3518 | 10 | 33 | 8760 | 340 | 125 | 0.0187 | 0.15 | 0.6612 | 1.9325 | 0.81705 | 1.1154
| 3519 | 10 | 33 | 8760 | 340 | 125 | 0.0187 | 0.15 | 0.6612 | 1.9325 | 0.81705 | 1.1154
| 3520 | 10 | 33 | 8760 | 340 | 125 | 0.0187 | 0.15 | 0.6612 | 1.9325 | 0.81705 | 1.1154
| 3521 | 10 | 33 | 8760 | 340 | 125 | 0.0187 | 0.15 | 0.6612 | 1.9325 | 0.81705 | 1.1154
| 3522 | 10 | 33 | 8760 | 340 | 125 | 0.0187 | 0.15 | 0.6612 | 1.9325 | 0.81705 | 1.1154
| 3523 | 10 | 33 | 8760 | 340 | 125 | 0.0187 | 0.15 | 0.6612 | 1.9325 | 0.81705 | 1.1154
| 3524 | 10 | 33 | 8760 | 340 | 125 | 0.0187 | 0.15 | 0.6612 | 1.9325 | 0.81705 | 1.1154
| 3525 | 10 | 33 | 8760 | 340 | 125 | 0.0187 | 0.15 | 0.6612 | 1.9325 | 0.81705 | 1.1154
| 3526 | 10 | 33 | 8760 | 340 | 125 | 0.0187 | 0.15 | 0.6612 | 1.9325 | 0.81705 | 1.1154
| 3527 | 10 | 33 | 8760 | 340 | 125 | 0.0187 | 0.15 | 0.6612 | 1.9325 | 0.81705 | 1.1154
| 3528 | 10 | 33 | 8760 | 340 | 125 | 0.0187 | 0.15 | 0.6612 | 1.9325 | 0.81705 | 1.1154
| 3529 | 10 | 33 | 8760 | 340 | 125 | 0.0187 | 0.15 | 0.6612 | 1.9325 | 0.81705 | 1.1154
| 3530 | 10 | 33 | 8760 | 340 | 125 | 0.0187 | 0.15 | 0.6612 | 1.9325 | 0.81705 | 1.1154
| 3531 | 10 | 33 | 8760 | 340 | 125 | 0.0187 | 0.15 | 0.6612 | 1.9325 | 0.81705 | 1.1154
| 3532 | 10 | 33 | 8760 | 340 | 125 | 0.0187 | 0.15 | 0.6612 | 1.9325 | 0.81705 | 1.1154
| 3533 | 10 | 33 | 8760 | 340 | 125 | 0.0187 | 0.15 | 0.6612 | 1.9325 | 0.81705 | 1.1154
| 3534 | 10 | 33 | 8760 | 340 | 125 | 0.0187 | 0.15 | 0.6612 | 1.9325 | 0.81705 | 1.1154
| 3535 | 10 | 33 | 8760 | 340 | 125 | 0.0187 | 0.15 | 0.6612 | 1.9325 | 0.81705 | 1.1154
| 3536 | 10 | 33 | 8760 | 340 | 125 | 0.0187 | 0.15 | 0.6612 | 1.9325 | 0.81705 | 1.1154
| 3537 | 10 | 33 | 8760 | 340 | 125 | 0.0187 | 0.15 | 0.6612 | 1.9325 | 0.81705 | 1.1154
| 3538 | 10 | 33 | 8760 | 340 | 125 | 0.0187 | 0.15 | 0.6612 | 1.9325 | 0.81705 | 1.1154
| 3539 | 10 | 33 | 8760 | 340 | 125 | 0.0187 | 0.15 | 0.6612 | 1.9325 | 0.81705 | 1.1154
| 3540 | 10 | 33 | 8760 | 340 | 125 | 0.0187 | 0.15 | 0.6612 | 1.9325 | 0.81705 | 1.1154
| 3541 | 10 | 33 | 8760 | 340 | 125 | 0.0187 | 0.15 | 0.6612 | 1.9325 | 0.81705 | 1.1154
| 3542 | 12 | 33 | 8760 | 433 | 165 | 0.0187 | 0.15 | 0.6612 | 2.4611 | 1.0785 | 1.3826
| 3543 | 12 | 33 | 8760 | 433 | 165 | 0.0187 | 0.15 | 0.6612 | 2.4611 | 1.0785 | 1.3826
| 3544 | 12 | 33 | 8760 | 433 | 165 | 0.0187 | 0.15 | 0.6612 | 2.4611 | 1.0785 | 1.3826
| 3545 | 12 | 33 | 8760 | 433 | 165 | 0.0187 | 0.15 | 0.6612 | 2.4611 | 1.0785 | 1.3826
| 3546 | 12 | 33 | 8760 | 433 | 165 | 0.0187 | 0.15 | 0.6612 | 2.4611 | 1.0785 | 1.3826
| 3547 | 12 | 33 | 8760 | 433 | 165 | 0.0187 | 0.15 | 0.6612 | 2.4611 | 1.0785 | 1.3826
| 3548 | 12 | 33 | 8760 | 433 | 165 | 0.0187 | 0.15 | 0.6612 | 2.4611 | 1.0785 | 1.3826
| 3549 | 13 | 33 | 8760 | 580 | 220 | 0.0187 | 0.15 | 0.6612 | 3.2966 | 1.438 | 1.8586
| 3550 | 13 | 33 | 8760 | 580 | 220 | 0.0187 | 0.15 | 0.6612 | 3.2966 | 1.438 | 1.8586
| 3551 | 13 | 33 | 8760 | 580 | 220 | 0.0187 | 0.15 | 0.6612 | 3.2966 | 1.438 | 1.8586
| 3552 | 13 | 33 | 8760 | 580 | 220 | 0.0187 | 0.15 | 0.6612 | 3.2966 | 1.438 | 1.8586
| 3553 | 13 | 33 | 8760 | 580 | 220 | 0.0187 | 0.15 | 0.6612 | 3.2966 | 1.438 | 1.8586
| 3554 | 10 | 33 | 8760 | 340 | 125 | 0.0187 | 0.15 | 0.6612 | 1.9325 | 0.81705 | 1.1154
| 3555 | 10 | 33 | 8760 | 340 | 125 | 0.0187 | 0.15 | 0.6612 | 1.9325 | 0.81705 | 1.1154
| 3556 | 10 | 33 | 8760 | 340 | 125 | 0.0187 | 0.15 | 0.6612 | 1.9325 | 0.81705 | 1.1154
| 3557 | 10 | 33 | 8760 | 340 | 125 | 0.0187 | 0.15 | 0.6612 | 1.9325 | 0.81705 | 1.1154
| 3558 | 10 | 33 | 8760 | 340 | 125 | 0.0187 | 0.15 | 0.6612 | 1.9325 | 0.81705 | 1.1154
| 3559 | 10 | 33 | 8760 | 340 | 125 | 0.0187 | 0.15 | 0.6612 | 1.9325 | 0.81705 | 1.1154
| 3560 | 10 | 33 | 8760 | 340 | 125 | 0.0187 | 0.15 | 0.6612 | 1.9325 | 0.81705 | 1.1154
| 3561 | 10 | 33 | 8760 | 340 | 125 | 0.0187 | 0.15 | 0.6612 | 1.9325 | 0.81705 | 1.1154
| 3562 | 10 | 33 | 8760 | 340 | 125 | 0.0187 | 0.15 | 0.6612 | 1.9325 | 0.81705 | 1.1154
| 3563 | 10 | 33 | 8760 | 340 | 125 | 0.0187 | 0.15 | 0.6612 | 1.9325 | 0.81705 | 1.1154
| 3564 | 10 | 33 | 8760 | 340 | 125 | 0.0187 | 0.15 | 0.6612 | 1.9325 | 0.81705 | 1.1154
| 3565 | 10 | 33 | 8760 | 340 | 125 | 0.0187 | 0.15 | 0.6612 | 1.9325 | 0.81705 | 1.1154
| 3566 | 10 | 33 | 8760 | 340 | 125 | 0.0187 | 0.15 | 0.6612 | 1.9325 | 0.81705 | 1.1154
| 3567 | 10 | 33 | 8760 | 340 | 125 | 0.0187 | 0.15 | 0.6612 | 1.9325 | 0.81705 | 1.1154
| 3568 | 10 | 33 | 8760 | 340 | 125 | 0.0187 | 0.15 | 0.6612 | 1.9325 | 0.81705 | 1.1154
| 3569 | 10 | 33 | 8760 | 340 | 125 | 0.0187 | 0.15 | 0.6612 | 1.9325 | 0.81705 | 1.1154
| 3570 | 10 | 33 | 8760 | 340 | 125 | 0.0187 | 0.15 | 0.6612 | 1.9325 | 0.81705 | 1.1154
| 3571 | 10 | 33 | 8760 | 340 | 125 | 0.0187 | 0.15 | 0.6612 | 1.9325 | 0.81705 | 1.1154
| 3572 | 12 | 33 | 8760 | 433 | 165 | 0.0187 | 0.15 | 0.6612 | 2.4611 | 1.0785 | 1.3826
| 3573 | 12 | 33 | 8760 | 433 | 165 | 0.0187 | 0.15 | 0.6612 | 2.4611 | 1.0785 | 1.3826
| 3574 | 12 | 33 | 8760 | 433 | 165 | 0.0187 | 0.15 | 0.6612 | 2.4611 | 1.0785 | 1.3826
| 3575 | 12 | 33 | 8760 | 433 | 165 | 0.0187 | 0.15 | 0.6612 | 2.4611 | 1.0785 | 1.3826
| 3576 | 12 | 33 | 8760 | 433 | 165 | 0.0187 | 0.15 | 0.6612 | 2.4611 | 1.0785 | 1.3826
| 3577 | 12 | 33 | 8760 | 433 | 165 | 0.0187 | 0.15 | 0.6612 | 2.4611 | 1.0785 | 1.3826
| 3578 | 12 | 33 | 8760 | 433 | 165 | 0.0187 | 0.15 | 0.6612 | 2.4611 | 1.0785 | 1.3826
| 3579 | 11 | 22 | 8760 | 390 | 145 | 0.0187 | 0.15 | 0.6612 | 2.2167 | 0.94777 | 1.2689
| 3580 | 7 | 22 | 8760 | 205 | 70 | 0.0187 | 0.15 | 0.6612 | 1.1652 | 0.45755 | 0.70763
| 3581 | 7 | 22 | 8760 | 205 | 70 | 0.0187 | 0.15 | 0.6612 | 1.1652 | 0.45755 | 0.70763
| 3582 | 7 | 22 | 8760 | 205 | 70 | 0.0187 | 0.15 | 0.6612 | 1.1652 | 0.45755 | 0.70763
| 3583 | 7 | 22 | 8760 | 205 | 70 | 0.0187 | 0.15 | 0.6612 | 1.1652 | 0.45755 | 0.70763
| 3584 | 7 | 22 | 8760 | 205 | 70 | 0.0187 | 0.15 | 0.6612 | 1.1652 | 0.45755 | 0.70763
| 3585 | 7 | 22 | 8760 | 205 | 70 | 0.0187 | 0.15 | 0.6612 | 1.1652 | 0.45755 | 0.70763
| 3586 | 7 | 22 | 8760 | 205 | 70 | 0.0187 | 0.15 | 0.6612 | 1.1652 | 0.45755 | 0.70763
| 3587 | 7 | 22 | 8760 | 205 | 70 | 0.0187 | 0.15 | 0.6612 | 1.1652 | 0.45755 | 0.70763
| 3588 | 7 | 22 | 8760 | 205 | 70 | 0.0187 | 0.15 | 0.6612 | 1.1652 | 0.45755 | 0.70763
| 3589 | 7 | 22 | 8760 | 205 | 70 | 0.0187 | 0.15 | 0.6612 | 1.1652 | 0.45755 | 0.70763
| 3590 | 7 | 22 | 8760 | 205 | 70 | 0.0187 | 0.15 | 0.6612 | 1.1652 | 0.45755 | 0.70763
| 3591 | 7 | 22 | 8760 | 205 | 70 | 0.0187 | 0.15 | 0.6612 | 1.1652 | 0.45755 | 0.70763
| 3592 | 7 | 22 | 8760 | 205 | 70 | 0.0187 | 0.15 | 0.6612 | 1.1652 | 0.45755 | 0.70763
| 3593 | 7 | 22 | 8760 | 205 | 70 | 0.0187 | 0.15 | 0.6612 | 1.1652 | 0.45755 | 0.70763
| 3594 | 7 | 22 | 8760 | 205 | 70 | 0.0187 | 0.15 | 0.6612 | 1.1652 | 0.45755 | 0.70763
| 3595 | 7 | 22 | 8760 | 205 | 70 | 0.0187 | 0.15 | 0.6612 | 1.1652 | 0.45755 | 0.70763
| 3596 | 7 | 22 | 8760 | 205 | 70 | 0.0187 | 0.15 | 0.6612 | 1.1652 | 0.45755 | 0.70763
| 3597 | 7 | 22 | 8760 | 205 | 70 | 0.0187 | 0.15 | 0.6612 | 1.1652 | 0.45755 | 0.70763
| 3598 | 7 | 22 | 8760 | 205 | 70 | 0.0187 | 0.15 | 0.6612 | 1.1652 | 0.45755 | 0.70763
| 3599 | 7 | 22 | 8760 | 205 | 70 | 0.0187 | 0.15 | 0.6612 | 1.1652 | 0.45755 | 0.70763
| 3600 | 7 | 22 | 8760 | 205 | 70 | 0.0187 | 0.15 | 0.6612 | 1.1652 | 0.45755 | 0.70763
| 3601 | 7 | 22 | 8760 | 205 | 70 | 0.0187 | 0.15 | 0.6612 | 1.1652 | 0.45755 | 0.70763
| 3602 | 7 | 22 | 8760 | 205 | 70 | 0.0187 | 0.15 | 0.6612 | 1.1652 | 0.45755 | 0.70763
| 3603 | 7 | 22 | 8760 | 205 | 70 | 0.0187 | 0.15 | 0.6612 | 1.1652 | 0.45755 | 0.70763
| 3604 | 7 | 22 | 8760 | 205 | 70 | 0.0187 | 0.15 | 0.6612 | 1.1652 | 0.45755 | 0.70763
| 3605 | 7 | 22 | 8760 | 205 | 70 | 0.0187 | 0.15 | 0.6612 | 1.1652 | 0.45755 | 0.70763
| 3606 | 7 | 22 | 8760 | 205 | 70 | 0.0187 | 0.15 | 0.6612 | 1.1652 | 0.45755 | 0.70763
| 3607 | 7 | 22 | 8760 | 205 | 70 | 0.0187 | 0.15 | 0.6612 | 1.1652 | 0.45755 | 0.70763
| 3608 | 7 | 22 | 8760 | 205 | 70 | 0.0187 | 0.15 | 0.6612 | 1.1652 | 0.45755 | 0.70763
| 3609 | 7 | 22 | 8760 | 205 | 70 | 0.0187 | 0.15 | 0.6612 | 1.1652 | 0.45755 | 0.70763
| 3610 | 7 | 22 | 8760 | 205 | 70 | 0.0187 | 0.15 | 0.6612 | 1.1652 | 0.45755 | 0.70763
| 3611 | 7 | 22 | 8760 | 205 | 70 | 0.0187 | 0.15 | 0.6612 | 1.1652 | 0.45755 | 0.70763
| 3612 | 7 | 22 | 8760 | 205 | 70 | 0.0187 | 0.15 | 0.6612 | 1.1652 | 0.45755 | 0.70763
| 3613 | 7 | 22 | 8760 | 205 | 70 | 0.0187 | 0.15 | 0.6612 | 1.1652 | 0.45755 | 0.70763
| 3614 | 7 | 22 | 8760 | 205 | 70 | 0.0187 | 0.15 | 0.6612 | 1.1652 | 0.45755 | 0.70763
| 3615 | 7 | 22 | 8760 | 205 | 70 | 0.0187 | 0.15 | 0.6612 | 1.1652 | 0.45755 | 0.70763
| 3616 | 7 | 22 | 8760 | 205 | 70 | 0.0187 | 0.15 | 0.6612 | 1.1652 | 0.45755 | 0.70763
| 3617 | 7 | 22 | 8760 | 205 | 70 | 0.0187 | 0.15 | 0.6612 | 1.1652 | 0.45755 | 0.70763
| 3618 | 7 | 22 | 8760 | 205 | 70 | 0.0187 | 0.15 | 0.6612 | 1.1652 | 0.45755 | 0.70763
| 3619 | 7 | 22 | 8760 | 205 | 70 | 0.0187 | 0.15 | 0.6612 | 1.1652 | 0.45755 | 0.70763
| 3620 | 8 | 22 | 8760 | 280 | 95 | 0.0187 | 0.15 | 0.6612 | 1.5915 | 0.62096 | 0.97051
| 3621 | 8 | 22 | 8760 | 280 | 95 | 0.0187 | 0.15 | 0.6612 | 1.5915 | 0.62096 | 0.97051
| 3622 | 8 | 22 | 8760 | 280 | 95 | 0.0187 | 0.15 | 0.6612 | 1.5915 | 0.62096 | 0.97051
| 3623 | 8 | 22 | 8760 | 280 | 95 | 0.0187 | 0.15 | 0.6612 | 1.5915 | 0.62096 | 0.97051
| 3624 | 8 | 22 | 8760 | 280 | 95 | 0.0187 | 0.15 | 0.6612 | 1.5915 | 0.62096 | 0.97051
| 3625 | 8 | 22 | 8760 | 280 | 95 | 0.0187 | 0.15 | 0.6612 | 1.5915 | 0.62096 | 0.97051
| 3626 | 8 | 22 | 8760 | 280 | 95 | 0.0187 | 0.15 | 0.6612 | 1.5915 | 0.62096 | 0.97051
| 3627 | 8 | 22 | 8760 | 280 | 95 | 0.0187 | 0.15 | 0.6612 | 1.5915 | 0.62096 | 0.97051
| 3628 | 8 | 22 | 8760 | 280 | 95 | 0.0187 | 0.15 | 0.6612 | 1.5915 | 0.62096 | 0.97051
| 3629 | 8 | 22 | 8760 | 280 | 95 | 0.0187 | 0.15 | 0.6612 | 1.5915 | 0.62096 | 0.97051
| 3630 | 8 | 22 | 8760 | 280 | 95 | 0.0187 | 0.15 | 0.6612 | 1.5915 | 0.62096 | 0.97051
| 3631 | 8 | 22 | 8760 | 280 | 95 | 0.0187 | 0.15 | 0.6612 | 1.5915 | 0.62096 | 0.97051
| 3632 | 8 | 22 | 8760 | 280 | 95 | 0.0187 | 0.15 | 0.6612 | 1.5915 | 0.62096 | 0.97051
| 3633 | 8 | 22 | 8760 | 280 | 95 | 0.0187 | 0.15 | 0.6612 | 1.5915 | 0.62096 | 0.97051
| 3634 | 8 | 22 | 8760 | 280 | 95 | 0.0187 | 0.15 | 0.6612 | 1.5915 | 0.62096 | 0.97051
| 3635 | 8 | 22 | 8760 | 280 | 95 | 0.0187 | 0.15 | 0.6612 | 1.5915 | 0.62096 | 0.97051
| 3636 | 8 | 22 | 8760 | 280 | 95 | 0.0187 | 0.15 | 0.6612 | 1.5915 | 0.62096 | 0.97051
| 3637 | 8 | 22 | 8760 | 280 | 95 | 0.0187 | 0.15 | 0.6612 | 1.5915 | 0.62096 | 0.97051
| 3638 | 8 | 22 | 8760 | 280 | 95 | 0.0187 | 0.15 | 0.6612 | 1.5915 | 0.62096 | 0.97051
| 3639 | 8 | 22 | 8760 | 280 | 95 | 0.0187 | 0.15 | 0.6612 | 1.5915 | 0.62096 | 0.97051
| 3640 | 8 | 22 | 8760 | 280 | 95 | 0.0187 | 0.15 | 0.6612 | 1.5915 | 0.62096 | 0.97051
| 3641 | 8 | 22 | 8760 | 280 | 95 | 0.0187 | 0.15 | 0.6612 | 1.5915 | 0.62096 | 0.97051
| 3642 | 10 | 22 | 8760 | 340 | 125 | 0.0187 | 0.15 | 0.6612 | 1.9325 | 0.81705 | 1.1154
| 3643 | 10 | 22 | 8760 | 340 | 125 | 0.0187 | 0.15 | 0.6612 | 1.9325 | 0.81705 | 1.1154
| 3644 | 10 | 22 | 8760 | 340 | 125 | 0.0187 | 0.15 | 0.6612 | 1.9325 | 0.81705 | 1.1154
| 3645 | 10 | 22 | 8760 | 340 | 125 | 0.0187 | 0.15 | 0.6612 | 1.9325 | 0.81705 | 1.1154
| 3646 | 10 | 22 | 8760 | 340 | 125 | 0.0187 | 0.15 | 0.6612 | 1.9325 | 0.81705 | 1.1154
| 3647 | 10 | 22 | 8760 | 340 | 125 | 0.0187 | 0.15 | 0.6612 | 1.9325 | 0.81705 | 1.1154
| 3648 | 10 | 22 | 8760 | 340 | 125 | 0.0187 | 0.15 | 0.6612 | 1.9325 | 0.81705 | 1.1154
| 3649 | 10 | 22 | 8760 | 340 | 125 | 0.0187 | 0.15 | 0.6612 | 1.9325 | 0.81705 | 1.1154
| 3650 | 10 | 22 | 8760 | 340 | 125 | 0.0187 | 0.15 | 0.6612 | 1.9325 | 0.81705 | 1.1154
| 3651 | 10 | 22 | 8760 | 340 | 125 | 0.0187 | 0.15 | 0.6612 | 1.9325 | 0.81705 | 1.1154
| 3652 | 10 | 22 | 8760 | 340 | 125 | 0.0187 | 0.15 | 0.6612 | 1.9325 | 0.81705 | 1.1154
| 3653 | 10 | 22 | 8760 | 340 | 125 | 0.0187 | 0.15 | 0.6612 | 1.9325 | 0.81705 | 1.1154
| 3654 | 10 | 22 | 8760 | 340 | 125 | 0.0187 | 0.15 | 0.6612 | 1.9325 | 0.81705 | 1.1154
| 3655 | 10 | 22 | 8760 | 340 | 125 | 0.0187 | 0.15 | 0.6612 | 1.9325 | 0.81705 | 1.1154
| 3656 | 10 | 22 | 8760 | 340 | 125 | 0.0187 | 0.15 | 0.6612 | 1.9325 | 0.81705 | 1.1154
| 3657 | 10 | 22 | 8760 | 340 | 125 | 0.0187 | 0.15 | 0.6612 | 1.9325 | 0.81705 | 1.1154
| 3658 | 10 | 22 | 8760 | 340 | 125 | 0.0187 | 0.15 | 0.6612 | 1.9325 | 0.81705 | 1.1154
| 3659 | 10 | 22 | 8760 | 340 | 125 | 0.0187 | 0.15 | 0.6612 | 1.9325 | 0.81705 | 1.1154
| 3660 | 10 | 22 | 8760 | 340 | 125 | 0.0187 | 0.15 | 0.6612 | 1.9325 | 0.81705 | 1.1154
| 3661 | 10 | 22 | 8760 | 340 | 125 | 0.0187 | 0.15 | 0.6612 | 1.9325 | 0.81705 | 1.1154
| 3662 | 10 | 22 | 8760 | 340 | 125 | 0.0187 | 0.15 | 0.6612 | 1.9325 | 0.81705 | 1.1154
| 3663 | 10 | 22 | 8760 | 340 | 125 | 0.0187 | 0.15 | 0.6612 | 1.9325 | 0.81705 | 1.1154
| 3664 | 10 | 22 | 8760 | 340 | 125 | 0.0187 | 0.15 | 0.6612 | 1.9325 | 0.81705 | 1.1154
| 3665 | 10 | 22 | 8760 | 340 | 125 | 0.0187 | 0.15 | 0.6612 | 1.9325 | 0.81705 | 1.1154
| 3666 | 10 | 22 | 8760 | 340 | 125 | 0.0187 | 0.15 | 0.6612 | 1.9325 | 0.81705 | 1.1154
| 3667 | 10 | 22 | 8760 | 340 | 125 | 0.0187 | 0.15 | 0.6612 | 1.9325 | 0.81705 | 1.1154
| 3668 | 10 | 22 | 8760 | 340 | 125 | 0.0187 | 0.15 | 0.6612 | 1.9325 | 0.81705 | 1.1154
| 3669 | 10 | 22 | 8760 | 340 | 125 | 0.0187 | 0.15 | 0.6612 | 1.9325 | 0.81705 | 1.1154
| 3670 | 10 | 22 | 8760 | 340 | 125 | 0.0187 | 0.15 | 0.6612 | 1.9325 | 0.81705 | 1.1154
| 3671 | 10 | 22 | 8760 | 340 | 125 | 0.0187 | 0.15 | 0.6612 | 1.9325 | 0.81705 | 1.1154
| 3672 | 10 | 22 | 8760 | 340 | 125 | 0.0187 | 0.15 | 0.6612 | 1.9325 | 0.81705 | 1.1154
| 3673 | 10 | 22 | 8760 | 340 | 125 | 0.0187 | 0.15 | 0.6612 | 1.9325 | 0.81705 | 1.1154
| 3674 | 10 | 22 | 8760 | 340 | 125 | 0.0187 | 0.15 | 0.6612 | 1.9325 | 0.81705 | 1.1154
| 3675 | 10 | 22 | 8760 | 340 | 125 | 0.0187 | 0.15 | 0.6612 | 1.9325 | 0.81705 | 1.1154
| 3676 | 10 | 22 | 8760 | 340 | 125 | 0.0187 | 0.15 | 0.6612 | 1.9325 | 0.81705 | 1.1154
| 3677 | 10 | 22 | 8760 | 340 | 125 | 0.0187 | 0.15 | 0.6612 | 1.9325 | 0.81705 | 1.1154
| 3678 | 11 | 22 | 8760 | 390 | 145 | 0.0187 | 0.15 | 0.6612 | 2.2167 | 0.94777 | 1.2689
| 3679 | 12 | 22 | 8760 | 433 | 165 | 0.0187 | 0.15 | 0.6612 | 2.4611 | 1.0785 | 1.3826
| 3680 | 12 | 22 | 8760 | 433 | 165 | 0.0187 | 0.15 | 0.6612 | 2.4611 | 1.0785 | 1.3826
| 3681 | 12 | 22 | 8760 | 433 | 165 | 0.0187 | 0.15 | 0.6612 | 2.4611 | 1.0785 | 1.3826
| 3682 | 10 | 23 | 8760 | 340 | 125 | 0.0187 | 0.15 | 0.6612 | 1.9325 | 0.81705 | 1.1154
| 3683 | 10 | 23 | 8760 | 340 | 125 | 0.0187 | 0.15 | 0.6612 | 1.9325 | 0.81705 | 1.1154
| 3684 | 10 | 23 | 8760 | 340 | 125 | 0.0187 | 0.15 | 0.6612 | 1.9325 | 0.81705 | 1.1154
| 3685 | 10 | 23 | 8760 | 340 | 125 | 0.0187 | 0.15 | 0.6612 | 1.9325 | 0.81705 | 1.1154
| 3686 | 10 | 23 | 8760 | 340 | 125 | 0.0187 | 0.15 | 0.6612 | 1.9325 | 0.81705 | 1.1154
| 3687 | 7 | 23 | 8760 | 205 | 70 | 0.0187 | 0.15 | 0.6612 | 1.1652 | 0.45755 | 0.70763
| 3688 | 7 | 23 | 8760 | 205 | 70 | 0.0187 | 0.15 | 0.6612 | 1.1652 | 0.45755 | 0.70763
| 3689 | 7 | 23 | 8760 | 205 | 70 | 0.0187 | 0.15 | 0.6612 | 1.1652 | 0.45755 | 0.70763
| 3690 | 7 | 23 | 8760 | 205 | 70 | 0.0187 | 0.15 | 0.6612 | 1.1652 | 0.45755 | 0.70763
| 3691 | 7 | 23 | 8760 | 205 | 70 | 0.0187 | 0.15 | 0.6612 | 1.1652 | 0.45755 | 0.70763
| 3692 | 7 | 23 | 8760 | 205 | 70 | 0.0187 | 0.15 | 0.6612 | 1.1652 | 0.45755 | 0.70763
| 3693 | 7 | 23 | 8760 | 205 | 70 | 0.0187 | 0.15 | 0.6612 | 1.1652 | 0.45755 | 0.70763
| 3694 | 7 | 23 | 8760 | 205 | 70 | 0.0187 | 0.15 | 0.6612 | 1.1652 | 0.45755 | 0.70763
| 3695 | 7 | 23 | 8760 | 205 | 70 | 0.0187 | 0.15 | 0.6612 | 1.1652 | 0.45755 | 0.70763
| 3696 | 7 | 23 | 8760 | 205 | 70 | 0.0187 | 0.15 | 0.6612 | 1.1652 | 0.45755 | 0.70763
| 3697 | 7 | 23 | 8760 | 205 | 70 | 0.0187 | 0.15 | 0.6612 | 1.1652 | 0.45755 | 0.70763
| 3698 | 7 | 23 | 8760 | 205 | 70 | 0.0187 | 0.15 | 0.6612 | 1.1652 | 0.45755 | 0.70763
| 3699 | 7 | 23 | 8760 | 205 | 70 | 0.0187 | 0.15 | 0.6612 | 1.1652 | 0.45755 | 0.70763
| 3700 | 7 | 23 | 8760 | 205 | 70 | 0.0187 | 0.15 | 0.6612 | 1.1652 | 0.45755 | 0.70763
| 3701 | 7 | 23 | 8760 | 205 | 70 | 0.0187 | 0.15 | 0.6612 | 1.1652 | 0.45755 | 0.70763
| 3702 | 7 | 23 | 8760 | 205 | 70 | 0.0187 | 0.15 | 0.6612 | 1.1652 | 0.45755 | 0.70763
| 3703 | 8 | 23 | 8760 | 280 | 95 | 0.0187 | 0.15 | 0.6612 | 1.5915 | 0.62096 | 0.97051
| 3704 | 8 | 23 | 8760 | 280 | 95 | 0.0187 | 0.15 | 0.6612 | 1.5915 | 0.62096 | 0.97051
| 3705 | 8 | 23 | 8760 | 280 | 95 | 0.0187 | 0.15 | 0.6612 | 1.5915 | 0.62096 | 0.97051
| 3706 | 8 | 23 | 8760 | 280 | 95 | 0.0187 | 0.15 | 0.6612 | 1.5915 | 0.62096 | 0.97051
| 3707 | 8 | 23 | 8760 | 280 | 95 | 0.0187 | 0.15 | 0.6612 | 1.5915 | 0.62096 | 0.97051
| 3708 | 8 | 23 | 8760 | 280 | 95 | 0.0187 | 0.15 | 0.6612 | 1.5915 | 0.62096 | 0.97051
| 3709 | 8 | 23 | 8760 | 280 | 95 | 0.0187 | 0.15 | 0.6612 | 1.5915 | 0.62096 | 0.97051
| 3710 | 8 | 23 | 8760 | 280 | 95 | 0.0187 | 0.15 | 0.6612 | 1.5915 | 0.62096 | 0.97051
| 3711 | 8 | 23 | 8760 | 280 | 95 | 0.0187 | 0.15 | 0.6612 | 1.5915 | 0.62096 | 0.97051
| 3712 | 8 | 23 | 8760 | 280 | 95 | 0.0187 | 0.15 | 0.6612 | 1.5915 | 0.62096 | 0.97051
| 3713 | 8 | 23 | 8760 | 280 | 95 | 0.0187 | 0.15 | 0.6612 | 1.5915 | 0.62096 | 0.97051
| 3714 | 8 | 23 | 8760 | 280 | 95 | 0.0187 | 0.15 | 0.6612 | 1.5915 | 0.62096 | 0.97051
| 3715 | 8 | 23 | 8760 | 280 | 95 | 0.0187 | 0.15 | 0.6612 | 1.5915 | 0.62096 | 0.97051
| 3716 | 8 | 23 | 8760 | 280 | 95 | 0.0187 | 0.15 | 0.6612 | 1.5915 | 0.62096 | 0.97051
| 3717 | 8 | 23 | 8760 | 280 | 95 | 0.0187 | 0.15 | 0.6612 | 1.5915 | 0.62096 | 0.97051
| 3718 | 8 | 23 | 8760 | 280 | 95 | 0.0187 | 0.15 | 0.6612 | 1.5915 | 0.62096 | 0.97051
| 3719 | 8 | 23 | 8760 | 280 | 95 | 0.0187 | 0.15 | 0.6612 | 1.5915 | 0.62096 | 0.97051
| 3720 | 8 | 23 | 8760 | 280 | 95 | 0.0187 | 0.15 | 0.6612 | 1.5915 | 0.62096 | 0.97051
| 3721 | 8 | 23 | 8760 | 280 | 95 | 0.0187 | 0.15 | 0.6612 | 1.5915 | 0.62096 | 0.97051
| 3722 | 8 | 23 | 8760 | 280 | 95 | 0.0187 | 0.15 | 0.6612 | 1.5915 | 0.62096 | 0.97051
| 3723 | 8 | 23 | 8760 | 280 | 95 | 0.0187 | 0.15 | 0.6612 | 1.5915 | 0.62096 | 0.97051
| 3724 | 8 | 23 | 8760 | 280 | 95 | 0.0187 | 0.15 | 0.6612 | 1.5915 | 0.62096 | 0.97051
| 3725 | 8 | 23 | 8760 | 280 | 95 | 0.0187 | 0.15 | 0.6612 | 1.5915 | 0.62096 | 0.97051
| 3726 | 8 | 23 | 8760 | 280 | 95 | 0.0187 | 0.15 | 0.6612 | 1.5915 | 0.62096 | 0.97051
| 3727 | 8 | 23 | 8760 | 280 | 95 | 0.0187 | 0.15 | 0.6612 | 1.5915 | 0.62096 | 0.97051
| 3728 | 8 | 23 | 8760 | 280 | 95 | 0.0187 | 0.15 | 0.6612 | 1.5915 | 0.62096 | 0.97051
| 3729 | 8 | 23 | 8760 | 280 | 95 | 0.0187 | 0.15 | 0.6612 | 1.5915 | 0.62096 | 0.97051
| 3730 | 8 | 23 | 8760 | 280 | 95 | 0.0187 | 0.15 | 0.6612 | 1.5915 | 0.62096 | 0.97051
| 3731 | 8 | 23 | 8760 | 280 | 95 | 0.0187 | 0.15 | 0.6612 | 1.5915 | 0.62096 | 0.97051
| 3732 | 8 | 23 | 8760 | 280 | 95 | 0.0187 | 0.15 | 0.6612 | 1.5915 | 0.62096 | 0.97051
| 3733 | 8 | 23 | 8760 | 280 | 95 | 0.0187 | 0.15 | 0.6612 | 1.5915 | 0.62096 | 0.97051
| 3734 | 8 | 23 | 8760 | 280 | 95 | 0.0187 | 0.15 | 0.6612 | 1.5915 | 0.62096 | 0.97051
| 3735 | 8 | 23 | 8760 | 280 | 95 | 0.0187 | 0.15 | 0.6612 | 1.5915 | 0.62096 | 0.97051
| 3736 | 8 | 23 | 8760 | 280 | 95 | 0.0187 | 0.15 | 0.6612 | 1.5915 | 0.62096 | 0.97051
| 3737 | 8 | 23 | 8760 | 280 | 95 | 0.0187 | 0.15 | 0.6612 | 1.5915 | 0.62096 | 0.97051
| 3738 | 8 | 23 | 8760 | 280 | 95 | 0.0187 | 0.15 | 0.6612 | 1.5915 | 0.62096 | 0.97051
| 3739 | 10 | 23 | 8760 | 340 | 125 | 0.0187 | 0.15 | 0.6612 | 1.9325 | 0.81705 | 1.1154
| 3740 | 10 | 23 | 8760 | 340 | 125 | 0.0187 | 0.15 | 0.6612 | 1.9325 | 0.81705 | 1.1154
| 3741 | 10 | 23 | 8760 | 340 | 125 | 0.0187 | 0.15 | 0.6612 | 1.9325 | 0.81705 | 1.1154
| 3742 | 10 | 23 | 8760 | 340 | 125 | 0.0187 | 0.15 | 0.6612 | 1.9325 | 0.81705 | 1.1154
| 3743 | 10 | 23 | 8760 | 340 | 125 | 0.0187 | 0.15 | 0.6612 | 1.9325 | 0.81705 | 1.1154
| 3744 | 10 | 23 | 8760 | 340 | 125 | 0.0187 | 0.15 | 0.6612 | 1.9325 | 0.81705 | 1.1154
| 3745 | 10 | 23 | 8760 | 340 | 125 | 0.0187 | 0.15 | 0.6612 | 1.9325 | 0.81705 | 1.1154
| 3746 | 10 | 23 | 8760 | 340 | 125 | 0.0187 | 0.15 | 0.6612 | 1.9325 | 0.81705 | 1.1154
| 3747 | 10 | 23 | 8760 | 340 | 125 | 0.0187 | 0.15 | 0.6612 | 1.9325 | 0.81705 | 1.1154
| 3748 | 10 | 23 | 8760 | 340 | 125 | 0.0187 | 0.15 | 0.6612 | 1.9325 | 0.81705 | 1.1154
| 3749 | 10 | 23 | 8760 | 340 | 125 | 0.0187 | 0.15 | 0.6612 | 1.9325 | 0.81705 | 1.1154
| 3750 | 10 | 23 | 8760 | 340 | 125 | 0.0187 | 0.15 | 0.6612 | 1.9325 | 0.81705 | 1.1154
| 3751 | 10 | 23 | 8760 | 340 | 125 | 0.0187 | 0.15 | 0.6612 | 1.9325 | 0.81705 | 1.1154
| 3752 | 10 | 23 | 8760 | 340 | 125 | 0.0187 | 0.15 | 0.6612 | 1.9325 | 0.81705 | 1.1154
| 3753 | 10 | 23 | 8760 | 340 | 125 | 0.0187 | 0.15 | 0.6612 | 1.9325 | 0.81705 | 1.1154
| 3754 | 10 | 23 | 8760 | 340 | 125 | 0.0187 | 0.15 | 0.6612 | 1.9325 | 0.81705 | 1.1154
| 3755 | 10 | 23 | 8760 | 340 | 125 | 0.0187 | 0.15 | 0.6612 | 1.9325 | 0.81705 | 1.1154
| 3756 | 10 | 23 | 8760 | 340 | 125 | 0.0187 | 0.15 | 0.6612 | 1.9325 | 0.81705 | 1.1154
| 3757 | 10 | 23 | 8760 | 340 | 125 | 0.0187 | 0.15 | 0.6612 | 1.9325 | 0.81705 | 1.1154
| 3758 | 10 | 23 | 8760 | 340 | 125 | 0.0187 | 0.15 | 0.6612 | 1.9325 | 0.81705 | 1.1154
| 3759 | 10 | 23 | 8760 | 340 | 125 | 0.0187 | 0.15 | 0.6612 | 1.9325 | 0.81705 | 1.1154
| 3760 | 10 | 23 | 8760 | 340 | 125 | 0.0187 | 0.15 | 0.6612 | 1.9325 | 0.81705 | 1.1154
| 3761 | 10 | 23 | 8760 | 340 | 125 | 0.0187 | 0.15 | 0.6612 | 1.9325 | 0.81705 | 1.1154
| 3762 | 10 | 23 | 8760 | 340 | 125 | 0.0187 | 0.15 | 0.6612 | 1.9325 | 0.81705 | 1.1154
| 3763 | 10 | 23 | 8760 | 340 | 125 | 0.0187 | 0.15 | 0.6612 | 1.9325 | 0.81705 | 1.1154
| 3764 | 10 | 23 | 8760 | 340 | 125 | 0.0187 | 0.15 | 0.6612 | 1.9325 | 0.81705 | 1.1154
| 3765 | 10 | 23 | 8760 | 340 | 125 | 0.0187 | 0.15 | 0.6612 | 1.9325 | 0.81705 | 1.1154
| 3766 | 10 | 23 | 8760 | 340 | 125 | 0.0187 | 0.15 | 0.6612 | 1.9325 | 0.81705 | 1.1154
| 3767 | 10 | 23 | 8760 | 340 | 125 | 0.0187 | 0.15 | 0.6612 | 1.9325 | 0.81705 | 1.1154
| 3768 | 10 | 23 | 8760 | 340 | 125 | 0.0187 | 0.15 | 0.6612 | 1.9325 | 0.81705 | 1.1154
| 3769 | 10 | 23 | 8760 | 340 | 125 | 0.0187 | 0.15 | 0.6612 | 1.9325 | 0.81705 | 1.1154
| 3770 | 10 | 23 | 8760 | 340 | 125 | 0.0187 | 0.15 | 0.6612 | 1.9325 | 0.81705 | 1.1154
| 3771 | 10 | 23 | 8760 | 340 | 125 | 0.0187 | 0.15 | 0.6612 | 1.9325 | 0.81705 | 1.1154
| 3772 | 10 | 23 | 8760 | 340 | 125 | 0.0187 | 0.15 | 0.6612 | 1.9325 | 0.81705 | 1.1154
| 3773 | 10 | 23 | 8760 | 340 | 125 | 0.0187 | 0.15 | 0.6612 | 1.9325 | 0.81705 | 1.1154
| 3774 | 10 | 23 | 8760 | 340 | 125 | 0.0187 | 0.15 | 0.6612 | 1.9325 | 0.81705 | 1.1154
| 3775 | 10 | 23 | 8760 | 340 | 125 | 0.0187 | 0.15 | 0.6612 | 1.9325 | 0.81705 | 1.1154
| 3776 | 10 | 23 | 8760 | 340 | 125 | 0.0187 | 0.15 | 0.6612 | 1.9325 | 0.81705 | 1.1154
| 3777 | 10 | 23 | 8760 | 340 | 125 | 0.0187 | 0.15 | 0.6612 | 1.9325 | 0.81705 | 1.1154
| 3778 | 10 | 23 | 8760 | 340 | 125 | 0.0187 | 0.15 | 0.6612 | 1.9325 | 0.81705 | 1.1154
| 3779 | 10 | 23 | 8760 | 340 | 125 | 0.0187 | 0.15 | 0.6612 | 1.9325 | 0.81705 | 1.1154
| 3780 | 10 | 23 | 8760 | 340 | 125 | 0.0187 | 0.15 | 0.6612 | 1.9325 | 0.81705 | 1.1154
| 3781 | 10 | 23 | 8760 | 340 | 125 | 0.0187 | 0.15 | 0.6612 | 1.9325 | 0.81705 | 1.1154
| 3782 | 10 | 23 | 8760 | 340 | 125 | 0.0187 | 0.15 | 0.6612 | 1.9325 | 0.81705 | 1.1154
| 3783 | 10 | 23 | 8760 | 340 | 125 | 0.0187 | 0.15 | 0.6612 | 1.9325 | 0.81705 | 1.1154
| 3784 | 10 | 23 | 8760 | 340 | 125 | 0.0187 | 0.15 | 0.6612 | 1.9325 | 0.81705 | 1.1154
| 3785 | 10 | 23 | 8760 | 340 | 125 | 0.0187 | 0.15 | 0.6612 | 1.9325 | 0.81705 | 1.1154
| 3786 | 10 | 23 | 8760 | 340 | 125 | 0.0187 | 0.15 | 0.6612 | 1.9325 | 0.81705 | 1.1154
| 3787 | 10 | 23 | 8760 | 340 | 125 | 0.0187 | 0.15 | 0.6612 | 1.9325 | 0.81705 | 1.1154
| 3788 | 10 | 23 | 8760 | 340 | 125 | 0.0187 | 0.15 | 0.6612 | 1.9325 | 0.81705 | 1.1154
| 3789 | 10 | 23 | 8760 | 340 | 125 | 0.0187 | 0.15 | 0.6612 | 1.9325 | 0.81705 | 1.1154
| 3790 | 10 | 23 | 8760 | 340 | 125 | 0.0187 | 0.15 | 0.6612 | 1.9325 | 0.81705 | 1.1154
| 3791 | 10 | 23 | 8760 | 340 | 125 | 0.0187 | 0.15 | 0.6612 | 1.9325 | 0.81705 | 1.1154
| 3792 | 10 | 23 | 8760 | 340 | 125 | 0.0187 | 0.15 | 0.6612 | 1.9325 | 0.81705 | 1.1154
| 3793 | 10 | 23 | 8760 | 340 | 125 | 0.0187 | 0.15 | 0.6612 | 1.9325 | 0.81705 | 1.1154
| 3794 | 10 | 23 | 8760 | 340 | 125 | 0.0187 | 0.15 | 0.6612 | 1.9325 | 0.81705 | 1.1154
| 3795 | 10 | 23 | 8760 | 340 | 125 | 0.0187 | 0.15 | 0.6612 | 1.9325 | 0.81705 | 1.1154
| 3796 | 10 | 23 | 8760 | 340 | 125 | 0.0187 | 0.15 | 0.6612 | 1.9325 | 0.81705 | 1.1154
| 3797 | 10 | 23 | 8760 | 340 | 125 | 0.0187 | 0.15 | 0.6612 | 1.9325 | 0.81705 | 1.1154
| 3798 | 10 | 23 | 8760 | 340 | 125 | 0.0187 | 0.15 | 0.6612 | 1.9325 | 0.81705 | 1.1154
| 3799 | 10 | 23 | 8760 | 340 | 125 | 0.0187 | 0.15 | 0.6612 | 1.9325 | 0.81705 | 1.1154
| 3800 | 10 | 23 | 8760 | 340 | 125 | 0.0187 | 0.15 | 0.6612 | 1.9325 | 0.81705 | 1.1154
| 3801 | 10 | 23 | 8760 | 340 | 125 | 0.0187 | 0.15 | 0.6612 | 1.9325 | 0.81705 | 1.1154
| 3802 | 10 | 23 | 8760 | 340 | 125 | 0.0187 | 0.15 | 0.6612 | 1.9325 | 0.81705 | 1.1154
| 3803 | 10 | 23 | 8760 | 340 | 125 | 0.0187 | 0.15 | 0.6612 | 1.9325 | 0.81705 | 1.1154
| 3804 | 10 | 23 | 8760 | 340 | 125 | 0.0187 | 0.15 | 0.6612 | 1.9325 | 0.81705 | 1.1154
| 3805 | 10 | 23 | 8760 | 340 | 125 | 0.0187 | 0.15 | 0.6612 | 1.9325 | 0.81705 | 1.1154
| 3806 | 10 | 23 | 8760 | 340 | 125 | 0.0187 | 0.15 | 0.6612 | 1.9325 | 0.81705 | 1.1154
| 3807 | 10 | 23 | 8760 | 340 | 125 | 0.0187 | 0.15 | 0.6612 | 1.9325 | 0.81705 | 1.1154
| 3808 | 10 | 23 | 8760 | 340 | 125 | 0.0187 | 0.15 | 0.6612 | 1.9325 | 0.81705 | 1.1154
| 3809 | 10 | 23 | 8760 | 340 | 125 | 0.0187 | 0.15 | 0.6612 | 1.9325 | 0.81705 | 1.1154
| 3810 | 10 | 23 | 8760 | 340 | 125 | 0.0187 | 0.15 | 0.6612 | 1.9325 | 0.81705 | 1.1154
| 3811 | 10 | 23 | 8760 | 340 | 125 | 0.0187 | 0.15 | 0.6612 | 1.9325 | 0.81705 | 1.1154
| 3812 | 10 | 23 | 8760 | 340 | 125 | 0.0187 | 0.15 | 0.6612 | 1.9325 | 0.81705 | 1.1154
| 3813 | 10 | 23 | 8760 | 340 | 125 | 0.0187 | 0.15 | 0.6612 | 1.9325 | 0.81705 | 1.1154
| 3814 | 10 | 23 | 8760 | 340 | 125 | 0.0187 | 0.15 | 0.6612 | 1.9325 | 0.81705 | 1.1154
| 3815 | 10 | 23 | 8760 | 340 | 125 | 0.0187 | 0.15 | 0.6612 | 1.9325 | 0.81705 | 1.1154
| 3816 | 10 | 23 | 8760 | 340 | 125 | 0.0187 | 0.15 | 0.6612 | 1.9325 | 0.81705 | 1.1154
| 3817 | 10 | 23 | 8760 | 340 | 125 | 0.0187 | 0.15 | 0.6612 | 1.9325 | 0.81705 | 1.1154
| 3818 | 10 | 23 | 8760 | 340 | 125 | 0.0187 | 0.15 | 0.6612 | 1.9325 | 0.81705 | 1.1154
| 3819 | 10 | 23 | 8760 | 340 | 125 | 0.0187 | 0.15 | 0.6612 | 1.9325 | 0.81705 | 1.1154
| 3820 | 10 | 23 | 8760 | 340 | 125 | 0.0187 | 0.15 | 0.6612 | 1.9325 | 0.81705 | 1.1154
| 3821 | 10 | 23 | 8760 | 340 | 125 | 0.0187 | 0.15 | 0.6612 | 1.9325 | 0.81705 | 1.1154
| 3822 | 10 | 23 | 8760 | 340 | 125 | 0.0187 | 0.15 | 0.6612 | 1.9325 | 0.81705 | 1.1154
| 3823 | 10 | 23 | 8760 | 340 | 125 | 0.0187 | 0.15 | 0.6612 | 1.9325 | 0.81705 | 1.1154
| 3824 | 10 | 23 | 8760 | 340 | 125 | 0.0187 | 0.15 | 0.6612 | 1.9325 | 0.81705 | 1.1154
| 3825 | 10 | 23 | 8760 | 340 | 125 | 0.0187 | 0.15 | 0.6612 | 1.9325 | 0.81705 | 1.1154
| 3826 | 10 | 23 | 8760 | 340 | 125 | 0.0187 | 0.15 | 0.6612 | 1.9325 | 0.81705 | 1.1154
| 3827 | 10 | 23 | 8760 | 340 | 125 | 0.0187 | 0.15 | 0.6612 | 1.9325 | 0.81705 | 1.1154
| 3828 | 10 | 23 | 8760 | 340 | 125 | 0.0187 | 0.15 | 0.6612 | 1.9325 | 0.81705 | 1.1154
| 3829 | 10 | 23 | 8760 | 340 | 125 | 0.0187 | 0.15 | 0.6612 | 1.9325 | 0.81705 | 1.1154
| 3830 | 10 | 23 | 8760 | 340 | 125 | 0.0187 | 0.15 | 0.6612 | 1.9325 | 0.81705 | 1.1154
| 3831 | 10 | 23 | 8760 | 340 | 125 | 0.0187 | 0.15 | 0.6612 | 1.9325 | 0.81705 | 1.1154
| 3832 | 10 | 23 | 8760 | 340 | 125 | 0.0187 | 0.15 | 0.6612 | 1.9325 | 0.81705 | 1.1154
| 3833 | 10 | 23 | 8760 | 340 | 125 | 0.0187 | 0.15 | 0.6612 | 1.9325 | 0.81705 | 1.1154
| 3834 | 10 | 23 | 8760 | 340 | 125 | 0.0187 | 0.15 | 0.6612 | 1.9325 | 0.81705 | 1.1154
| 3835 | 10 | 23 | 8760 | 340 | 125 | 0.0187 | 0.15 | 0.6612 | 1.9325 | 0.81705 | 1.1154
| 3836 | 10 | 23 | 8760 | 340 | 125 | 0.0187 | 0.15 | 0.6612 | 1.9325 | 0.81705 | 1.1154
| 3837 | 10 | 23 | 8760 | 340 | 125 | 0.0187 | 0.15 | 0.6612 | 1.9325 | 0.81705 | 1.1154
| 3838 | 10 | 23 | 8760 | 340 | 125 | 0.0187 | 0.15 | 0.6612 | 1.9325 | 0.81705 | 1.1154
| 3839 | 10 | 23 | 8760 | 340 | 125 | 0.0187 | 0.15 | 0.6612 | 1.9325 | 0.81705 | 1.1154
| 3840 | 10 | 23 | 8760 | 340 | 125 | 0.0187 | 0.15 | 0.6612 | 1.9325 | 0.81705 | 1.1154
| 3841 | 10 | 23 | 8760 | 340 | 125 | 0.0187 | 0.15 | 0.6612 | 1.9325 | 0.81705 | 1.1154
| 3842 | 10 | 23 | 8760 | 340 | 125 | 0.0187 | 0.15 | 0.6612 | 1.9325 | 0.81705 | 1.1154
| 3843 | 10 | 23 | 8760 | 340 | 125 | 0.0187 | 0.15 | 0.6612 | 1.9325 | 0.81705 | 1.1154
| 3844 | 10 | 23 | 8760 | 340 | 125 | 0.0187 | 0.15 | 0.6612 | 1.9325 | 0.81705 | 1.1154
| 3845 | 10 | 23 | 8760 | 340 | 125 | 0.0187 | 0.15 | 0.6612 | 1.9325 | 0.81705 | 1.1154
| 3846 | 10 | 23 | 8760 | 340 | 125 | 0.0187 | 0.15 | 0.6612 | 1.9325 | 0.81705 | 1.1154
| 3847 | 10 | 23 | 8760 | 340 | 125 | 0.0187 | 0.15 | 0.6612 | 1.9325 | 0.81705 | 1.1154
| 3848 | 10 | 23 | 8760 | 340 | 125 | 0.0187 | 0.15 | 0.6612 | 1.9325 | 0.81705 | 1.1154
| 3849 | 10 | 23 | 8760 | 340 | 125 | 0.0187 | 0.15 | 0.6612 | 1.9325 | 0.81705 | 1.1154
| 3850 | 10 | 23 | 8760 | 340 | 125 | 0.0187 | 0.15 | 0.6612 | 1.9325 | 0.81705 | 1.1154
| 3851 | 10 | 23 | 8760 | 340 | 125 | 0.0187 | 0.15 | 0.6612 | 1.9325 | 0.81705 | 1.1154
| 3852 | 10 | 23 | 8760 | 340 | 125 | 0.0187 | 0.15 | 0.6612 | 1.9325 | 0.81705 | 1.1154
| 3853 | 10 | 23 | 8760 | 340 | 125 | 0.0187 | 0.15 | 0.6612 | 1.9325 | 0.81705 | 1.1154
| 3854 | 10 | 23 | 8760 | 340 | 125 | 0.0187 | 0.15 | 0.6612 | 1.9325 | 0.81705 | 1.1154
| 3855 | 10 | 23 | 8760 | 340 | 125 | 0.0187 | 0.15 | 0.6612 | 1.9325 | 0.81705 | 1.1154
| 3856 | 10 | 23 | 8760 | 340 | 125 | 0.0187 | 0.15 | 0.6612 | 1.9325 | 0.81705 | 1.1154
| 3857 | 10 | 23 | 8760 | 340 | 125 | 0.0187 | 0.15 | 0.6612 | 1.9325 | 0.81705 | 1.1154
| 3858 | 10 | 23 | 8760 | 340 | 125 | 0.0187 | 0.15 | 0.6612 | 1.9325 | 0.81705 | 1.1154
| 3859 | 11 | 23 | 8760 | 390 | 145 | 0.0187 | 0.15 | 0.6612 | 2.2167 | 0.94777 | 1.2689
| 3860 | 11 | 23 | 8760 | 390 | 145 | 0.0187 | 0.15 | 0.6612 | 2.2167 | 0.94777 | 1.2689
| 3861 | 11 | 23 | 8760 | 390 | 145 | 0.0187 | 0.15 | 0.6612 | 2.2167 | 0.94777 | 1.2689
| 3862 | 11 | 23 | 8760 | 390 | 145 | 0.0187 | 0.15 | 0.6612 | 2.2167 | 0.94777 | 1.2689
| 3863 | 12 | 23 | 8760 | 433 | 165 | 0.0187 | 0.15 | 0.6612 | 2.4611 | 1.0785 | 1.3826
| 3864 | 12 | 23 | 8760 | 433 | 165 | 0.0187 | 0.15 | 0.6612 | 2.4611 | 1.0785 | 1.3826
| 3865 | 12 | 23 | 8760 | 433 | 165 | 0.0187 | 0.15 | 0.6612 | 2.4611 | 1.0785 | 1.3826
| 3866 | 12 | 23 | 8760 | 433 | 165 | 0.0187 | 0.15 | 0.6612 | 2.4611 | 1.0785 | 1.3826
| 3867 | 12 | 23 | 8760 | 433 | 165 | 0.0187 | 0.15 | 0.6612 | 2.4611 | 1.0785 | 1.3826
| 3868 | 12 | 23 | 8760 | 433 | 165 | 0.0187 | 0.15 | 0.6612 | 2.4611 | 1.0785 | 1.3826
| 3869 | 12 | 23 | 8760 | 433 | 165 | 0.0187 | 0.15 | 0.6612 | 2.4611 | 1.0785 | 1.3826
| 3870 | 12 | 23 | 8760 | 433 | 165 | 0.0187 | 0.15 | 0.6612 | 2.4611 | 1.0785 | 1.3826
| 3871 | 12 | 23 | 8760 | 433 | 165 | 0.0187 | 0.15 | 0.6612 | 2.4611 | 1.0785 | 1.3826
| 3872 | 12 | 23 | 8760 | 433 | 165 | 0.0187 | 0.15 | 0.6612 | 2.4611 | 1.0785 | 1.3826
| 3873 | 12 | 23 | 8760 | 433 | 165 | 0.0187 | 0.15 | 0.6612 | 2.4611 | 1.0785 | 1.3826
| 3874 | 12 | 23 | 8760 | 433 | 165 | 0.0187 | 0.15 | 0.6612 | 2.4611 | 1.0785 | 1.3826
| 3875 | 7 | 24 | 8760 | 205 | 70 | 0.0187 | 0.15 | 0.6612 | 1.1652 | 0.45755 | 0.70763
| 3876 | 7 | 24 | 8760 | 205 | 70 | 0.0187 | 0.15 | 0.6612 | 1.1652 | 0.45755 | 0.70763
| 3877 | 7 | 24 | 8760 | 205 | 70 | 0.0187 | 0.15 | 0.6612 | 1.1652 | 0.45755 | 0.70763
| 3878 | 7 | 24 | 8760 | 205 | 70 | 0.0187 | 0.15 | 0.6612 | 1.1652 | 0.45755 | 0.70763
| 3879 | 7 | 24 | 8760 | 205 | 70 | 0.0187 | 0.15 | 0.6612 | 1.1652 | 0.45755 | 0.70763
| 3880 | 7 | 24 | 8760 | 205 | 70 | 0.0187 | 0.15 | 0.6612 | 1.1652 | 0.45755 | 0.70763
| 3881 | 7 | 24 | 8760 | 205 | 70 | 0.0187 | 0.15 | 0.6612 | 1.1652 | 0.45755 | 0.70763
| 3882 | 7 | 24 | 8760 | 205 | 70 | 0.0187 | 0.15 | 0.6612 | 1.1652 | 0.45755 | 0.70763
| 3883 | 7 | 24 | 8760 | 205 | 70 | 0.0187 | 0.15 | 0.6612 | 1.1652 | 0.45755 | 0.70763
| 3884 | 7 | 24 | 8760 | 205 | 70 | 0.0187 | 0.15 | 0.6612 | 1.1652 | 0.45755 | 0.70763
| 3885 | 7 | 24 | 8760 | 205 | 70 | 0.0187 | 0.15 | 0.6612 | 1.1652 | 0.45755 | 0.70763
| 3886 | 7 | 24 | 8760 | 205 | 70 | 0.0187 | 0.15 | 0.6612 | 1.1652 | 0.45755 | 0.70763
| 3887 | 7 | 24 | 8760 | 205 | 70 | 0.0187 | 0.15 | 0.6612 | 1.1652 | 0.45755 | 0.70763
| 3888 | 7 | 24 | 8760 | 205 | 70 | 0.0187 | 0.15 | 0.6612 | 1.1652 | 0.45755 | 0.70763
| 3889 | 7 | 24 | 8760 | 205 | 70 | 0.0187 | 0.15 | 0.6612 | 1.1652 | 0.45755 | 0.70763
| 3890 | 7 | 24 | 8760 | 205 | 70 | 0.0187 | 0.15 | 0.6612 | 1.1652 | 0.45755 | 0.70763
| 3891 | 7 | 24 | 8760 | 205 | 70 | 0.0187 | 0.15 | 0.6612 | 1.1652 | 0.45755 | 0.70763
| 3892 | 7 | 24 | 8760 | 205 | 70 | 0.0187 | 0.15 | 0.6612 | 1.1652 | 0.45755 | 0.70763
| 3893 | 7 | 24 | 8760 | 205 | 70 | 0.0187 | 0.15 | 0.6612 | 1.1652 | 0.45755 | 0.70763
| 3894 | 7 | 24 | 8760 | 205 | 70 | 0.0187 | 0.15 | 0.6612 | 1.1652 | 0.45755 | 0.70763
| 3895 | 7 | 24 | 8760 | 205 | 70 | 0.0187 | 0.15 | 0.6612 | 1.1652 | 0.45755 | 0.70763
| 3896 | 7 | 24 | 8760 | 205 | 70 | 0.0187 | 0.15 | 0.6612 | 1.1652 | 0.45755 | 0.70763
| 3897 | 7 | 24 | 8760 | 205 | 70 | 0.0187 | 0.15 | 0.6612 | 1.1652 | 0.45755 | 0.70763
| 3898 | 7 | 24 | 8760 | 205 | 70 | 0.0187 | 0.15 | 0.6612 | 1.1652 | 0.45755 | 0.70763
| 3899 | 7 | 24 | 8760 | 205 | 70 | 0.0187 | 0.15 | 0.6612 | 1.1652 | 0.45755 | 0.70763
| 3900 | 7 | 24 | 8760 | 205 | 70 | 0.0187 | 0.15 | 0.6612 | 1.1652 | 0.45755 | 0.70763
| 3901 | 7 | 24 | 8760 | 205 | 70 | 0.0187 | 0.15 | 0.6612 | 1.1652 | 0.45755 | 0.70763
| 3902 | 7 | 24 | 8760 | 205 | 70 | 0.0187 | 0.15 | 0.6612 | 1.1652 | 0.45755 | 0.70763
| 3903 | 7 | 24 | 8760 | 205 | 70 | 0.0187 | 0.15 | 0.6612 | 1.1652 | 0.45755 | 0.70763
| 3904 | 7 | 24 | 8760 | 205 | 70 | 0.0187 | 0.15 | 0.6612 | 1.1652 | 0.45755 | 0.70763
| 3905 | 7 | 24 | 8760 | 205 | 70 | 0.0187 | 0.15 | 0.6612 | 1.1652 | 0.45755 | 0.70763
| 3906 | 7 | 24 | 8760 | 205 | 70 | 0.0187 | 0.15 | 0.6612 | 1.1652 | 0.45755 | 0.70763
| 3907 | 7 | 24 | 8760 | 205 | 70 | 0.0187 | 0.15 | 0.6612 | 1.1652 | 0.45755 | 0.70763
| 3908 | 7 | 24 | 8760 | 205 | 70 | 0.0187 | 0.15 | 0.6612 | 1.1652 | 0.45755 | 0.70763
| 3909 | 7 | 24 | 8760 | 205 | 70 | 0.0187 | 0.15 | 0.6612 | 1.1652 | 0.45755 | 0.70763
| 3910 | 7 | 24 | 8760 | 205 | 70 | 0.0187 | 0.15 | 0.6612 | 1.1652 | 0.45755 | 0.70763
| 3911 | 7 | 24 | 8760 | 205 | 70 | 0.0187 | 0.15 | 0.6612 | 1.1652 | 0.45755 | 0.70763
| 3912 | 7 | 24 | 8760 | 205 | 70 | 0.0187 | 0.15 | 0.6612 | 1.1652 | 0.45755 | 0.70763
| 3913 | 7 | 24 | 8760 | 205 | 70 | 0.0187 | 0.15 | 0.6612 | 1.1652 | 0.45755 | 0.70763
| 3914 | 7 | 24 | 8760 | 205 | 70 | 0.0187 | 0.15 | 0.6612 | 1.1652 | 0.45755 | 0.70763
| 3915 | 7 | 24 | 8760 | 205 | 70 | 0.0187 | 0.15 | 0.6612 | 1.1652 | 0.45755 | 0.70763
| 3916 | 7 | 24 | 8760 | 205 | 70 | 0.0187 | 0.15 | 0.6612 | 1.1652 | 0.45755 | 0.70763
| 3917 | 7 | 24 | 8760 | 205 | 70 | 0.0187 | 0.15 | 0.6612 | 1.1652 | 0.45755 | 0.70763
| 3918 | 7 | 24 | 8760 | 205 | 70 | 0.0187 | 0.15 | 0.6612 | 1.1652 | 0.45755 | 0.70763
| 3919 | 7 | 24 | 8760 | 205 | 70 | 0.0187 | 0.15 | 0.6612 | 1.1652 | 0.45755 | 0.70763
| 3920 | 7 | 24 | 8760 | 205 | 70 | 0.0187 | 0.15 | 0.6612 | 1.1652 | 0.45755 | 0.70763
| 3921 | 7 | 24 | 8760 | 205 | 70 | 0.0187 | 0.15 | 0.6612 | 1.1652 | 0.45755 | 0.70763
| 3922 | 7 | 24 | 8760 | 205 | 70 | 0.0187 | 0.15 | 0.6612 | 1.1652 | 0.45755 | 0.70763
| 3923 | 7 | 24 | 8760 | 205 | 70 | 0.0187 | 0.15 | 0.6612 | 1.1652 | 0.45755 | 0.70763
| 3924 | 7 | 24 | 8760 | 205 | 70 | 0.0187 | 0.15 | 0.6612 | 1.1652 | 0.45755 | 0.70763
| 3925 | 7 | 24 | 8760 | 205 | 70 | 0.0187 | 0.15 | 0.6612 | 1.1652 | 0.45755 | 0.70763
| 3926 | 7 | 24 | 8760 | 205 | 70 | 0.0187 | 0.15 | 0.6612 | 1.1652 | 0.45755 | 0.70763
| 3927 | 8 | 24 | 8760 | 280 | 95 | 0.0187 | 0.15 | 0.6612 | 1.5915 | 0.62096 | 0.97051
| 3928 | 8 | 24 | 8760 | 280 | 95 | 0.0187 | 0.15 | 0.6612 | 1.5915 | 0.62096 | 0.97051
| 3929 | 8 | 24 | 8760 | 280 | 95 | 0.0187 | 0.15 | 0.6612 | 1.5915 | 0.62096 | 0.97051
| 3930 | 8 | 24 | 8760 | 280 | 95 | 0.0187 | 0.15 | 0.6612 | 1.5915 | 0.62096 | 0.97051
| 3931 | 8 | 24 | 8760 | 280 | 95 | 0.0187 | 0.15 | 0.6612 | 1.5915 | 0.62096 | 0.97051
| 3932 | 8 | 24 | 8760 | 280 | 95 | 0.0187 | 0.15 | 0.6612 | 1.5915 | 0.62096 | 0.97051
| 3933 | 8 | 24 | 8760 | 280 | 95 | 0.0187 | 0.15 | 0.6612 | 1.5915 | 0.62096 | 0.97051
| 3934 | 8 | 24 | 8760 | 280 | 95 | 0.0187 | 0.15 | 0.6612 | 1.5915 | 0.62096 | 0.97051
| 3935 | 8 | 24 | 8760 | 280 | 95 | 0.0187 | 0.15 | 0.6612 | 1.5915 | 0.62096 | 0.97051
| 3936 | 8 | 24 | 8760 | 280 | 95 | 0.0187 | 0.15 | 0.6612 | 1.5915 | 0.62096 | 0.97051
| 3937 | 8 | 24 | 8760 | 280 | 95 | 0.0187 | 0.15 | 0.6612 | 1.5915 | 0.62096 | 0.97051
| 3938 | 8 | 24 | 8760 | 280 | 95 | 0.0187 | 0.15 | 0.6612 | 1.5915 | 0.62096 | 0.97051
| 3939 | 8 | 24 | 8760 | 280 | 95 | 0.0187 | 0.15 | 0.6612 | 1.5915 | 0.62096 | 0.97051
| 3940 | 8 | 24 | 8760 | 280 | 95 | 0.0187 | 0.15 | 0.6612 | 1.5915 | 0.62096 | 0.97051
| 3941 | 8 | 24 | 8760 | 280 | 95 | 0.0187 | 0.15 | 0.6612 | 1.5915 | 0.62096 | 0.97051
| 3942 | 8 | 24 | 8760 | 280 | 95 | 0.0187 | 0.15 | 0.6612 | 1.5915 | 0.62096 | 0.97051
| 3943 | 8 | 24 | 8760 | 280 | 95 | 0.0187 | 0.15 | 0.6612 | 1.5915 | 0.62096 | 0.97051
| 3944 | 8 | 24 | 8760 | 280 | 95 | 0.0187 | 0.15 | 0.6612 | 1.5915 | 0.62096 | 0.97051
| 3945 | 8 | 24 | 8760 | 280 | 95 | 0.0187 | 0.15 | 0.6612 | 1.5915 | 0.62096 | 0.97051
| 3946 | 8 | 24 | 8760 | 280 | 95 | 0.0187 | 0.15 | 0.6612 | 1.5915 | 0.62096 | 0.97051
| 3947 | 8 | 24 | 8760 | 280 | 95 | 0.0187 | 0.15 | 0.6612 | 1.5915 | 0.62096 | 0.97051
| 3948 | 8 | 24 | 8760 | 280 | 95 | 0.0187 | 0.15 | 0.6612 | 1.5915 | 0.62096 | 0.97051
| 3949 | 8 | 24 | 8760 | 280 | 95 | 0.0187 | 0.15 | 0.6612 | 1.5915 | 0.62096 | 0.97051
| 3950 | 8 | 24 | 8760 | 280 | 95 | 0.0187 | 0.15 | 0.6612 | 1.5915 | 0.62096 | 0.97051
| 3951 | 8 | 24 | 8760 | 280 | 95 | 0.0187 | 0.15 | 0.6612 | 1.5915 | 0.62096 | 0.97051
| 3952 | 8 | 24 | 8760 | 280 | 95 | 0.0187 | 0.15 | 0.6612 | 1.5915 | 0.62096 | 0.97051
| 3953 | 8 | 24 | 8760 | 280 | 95 | 0.0187 | 0.15 | 0.6612 | 1.5915 | 0.62096 | 0.97051
| 3954 | 8 | 24 | 8760 | 280 | 95 | 0.0187 | 0.15 | 0.6612 | 1.5915 | 0.62096 | 0.97051
| 3955 | 8 | 24 | 8760 | 280 | 95 | 0.0187 | 0.15 | 0.6612 | 1.5915 | 0.62096 | 0.97051
| 3956 | 8 | 24 | 8760 | 280 | 95 | 0.0187 | 0.15 | 0.6612 | 1.5915 | 0.62096 | 0.97051
| 3957 | 8 | 24 | 8760 | 280 | 95 | 0.0187 | 0.15 | 0.6612 | 1.5915 | 0.62096 | 0.97051
| 3958 | 8 | 24 | 8760 | 280 | 95 | 0.0187 | 0.15 | 0.6612 | 1.5915 | 0.62096 | 0.97051
| 3959 | 8 | 24 | 8760 | 280 | 95 | 0.0187 | 0.15 | 0.6612 | 1.5915 | 0.62096 | 0.97051
| 3960 | 8 | 24 | 8760 | 280 | 95 | 0.0187 | 0.15 | 0.6612 | 1.5915 | 0.62096 | 0.97051
| 3961 | 8 | 24 | 8760 | 280 | 95 | 0.0187 | 0.15 | 0.6612 | 1.5915 | 0.62096 | 0.97051
| 3962 | 8 | 24 | 8760 | 280 | 95 | 0.0187 | 0.15 | 0.6612 | 1.5915 | 0.62096 | 0.97051
| 3963 | 8 | 24 | 8760 | 280 | 95 | 0.0187 | 0.15 | 0.6612 | 1.5915 | 0.62096 | 0.97051
| 3964 | 8 | 24 | 8760 | 280 | 95 | 0.0187 | 0.15 | 0.6612 | 1.5915 | 0.62096 | 0.97051
| 3965 | 8 | 24 | 8760 | 280 | 95 | 0.0187 | 0.15 | 0.6612 | 1.5915 | 0.62096 | 0.97051
| 3966 | 8 | 24 | 8760 | 280 | 95 | 0.0187 | 0.15 | 0.6612 | 1.5915 | 0.62096 | 0.97051
| 3967 | 8 | 24 | 8760 | 280 | 95 | 0.0187 | 0.15 | 0.6612 | 1.5915 | 0.62096 | 0.97051
| 3968 | 8 | 24 | 8760 | 280 | 95 | 0.0187 | 0.15 | 0.6612 | 1.5915 | 0.62096 | 0.97051
| 3969 | 8 | 24 | 8760 | 280 | 95 | 0.0187 | 0.15 | 0.6612 | 1.5915 | 0.62096 | 0.97051
| 3970 | 10 | 24 | 8760 | 340 | 125 | 0.0187 | 0.15 | 0.6612 | 1.9325 | 0.81705 | 1.1154
| 3971 | 10 | 24 | 8760 | 340 | 125 | 0.0187 | 0.15 | 0.6612 | 1.9325 | 0.81705 | 1.1154
| 3972 | 10 | 24 | 8760 | 340 | 125 | 0.0187 | 0.15 | 0.6612 | 1.9325 | 0.81705 | 1.1154
| 3973 | 10 | 24 | 8760 | 340 | 125 | 0.0187 | 0.15 | 0.6612 | 1.9325 | 0.81705 | 1.1154
| 3974 | 10 | 24 | 8760 | 340 | 125 | 0.0187 | 0.15 | 0.6612 | 1.9325 | 0.81705 | 1.1154
| 3975 | 10 | 24 | 8760 | 340 | 125 | 0.0187 | 0.15 | 0.6612 | 1.9325 | 0.81705 | 1.1154
| 3976 | 10 | 24 | 8760 | 340 | 125 | 0.0187 | 0.15 | 0.6612 | 1.9325 | 0.81705 | 1.1154
| 3977 | 10 | 24 | 8760 | 340 | 125 | 0.0187 | 0.15 | 0.6612 | 1.9325 | 0.81705 | 1.1154
| 3978 | 10 | 24 | 8760 | 340 | 125 | 0.0187 | 0.15 | 0.6612 | 1.9325 | 0.81705 | 1.1154
| 3979 | 10 | 24 | 8760 | 340 | 125 | 0.0187 | 0.15 | 0.6612 | 1.9325 | 0.81705 | 1.1154
| 3980 | 10 | 24 | 8760 | 340 | 125 | 0.0187 | 0.15 | 0.6612 | 1.9325 | 0.81705 | 1.1154
| 3981 | 10 | 24 | 8760 | 340 | 125 | 0.0187 | 0.15 | 0.6612 | 1.9325 | 0.81705 | 1.1154
| 3982 | 11 | 24 | 8760 | 390 | 145 | 0.0187 | 0.15 | 0.6612 | 2.2167 | 0.94777 | 1.2689
| 3983 | 12 | 24 | 8760 | 433 | 165 | 0.0187 | 0.15 | 0.6612 | 2.4611 | 1.0785 | 1.3826
| 3984 | 7 | 25 | 8760 | 205 | 70 | 0.0187 | 0.15 | 0.6612 | 1.1652 | 0.45755 | 0.70763
| 3985 | 7 | 25 | 8760 | 205 | 70 | 0.0187 | 0.15 | 0.6612 | 1.1652 | 0.45755 | 0.70763
| 3986 | 7 | 25 | 8760 | 205 | 70 | 0.0187 | 0.15 | 0.6612 | 1.1652 | 0.45755 | 0.70763
| 3987 | 7 | 25 | 8760 | 205 | 70 | 0.0187 | 0.15 | 0.6612 | 1.1652 | 0.45755 | 0.70763
| 3988 | 7 | 25 | 8760 | 205 | 70 | 0.0187 | 0.15 | 0.6612 | 1.1652 | 0.45755 | 0.70763
| 3989 | 7 | 25 | 8760 | 205 | 70 | 0.0187 | 0.15 | 0.6612 | 1.1652 | 0.45755 | 0.70763
| 3990 | 7 | 25 | 8760 | 205 | 70 | 0.0187 | 0.15 | 0.6612 | 1.1652 | 0.45755 | 0.70763
| 3991 | 7 | 25 | 8760 | 205 | 70 | 0.0187 | 0.15 | 0.6612 | 1.1652 | 0.45755 | 0.70763
| 3992 | 7 | 25 | 8760 | 205 | 70 | 0.0187 | 0.15 | 0.6612 | 1.1652 | 0.45755 | 0.70763
| 3993 | 7 | 25 | 8760 | 205 | 70 | 0.0187 | 0.15 | 0.6612 | 1.1652 | 0.45755 | 0.70763
| 3994 | 7 | 25 | 8760 | 205 | 70 | 0.0187 | 0.15 | 0.6612 | 1.1652 | 0.45755 | 0.70763
| 3995 | 7 | 25 | 8760 | 205 | 70 | 0.0187 | 0.15 | 0.6612 | 1.1652 | 0.45755 | 0.70763
| 3996 | 7 | 25 | 8760 | 205 | 70 | 0.0187 | 0.15 | 0.6612 | 1.1652 | 0.45755 | 0.70763
| 3997 | 7 | 25 | 8760 | 205 | 70 | 0.0187 | 0.15 | 0.6612 | 1.1652 | 0.45755 | 0.70763
| 3998 | 7 | 25 | 8760 | 205 | 70 | 0.0187 | 0.15 | 0.6612 | 1.1652 | 0.45755 | 0.70763
| 3999 | 7 | 25 | 8760 | 205 | 70 | 0.0187 | 0.15 | 0.6612 | 1.1652 | 0.45755 | 0.70763
| 4000 | 7 | 25 | 8760 | 205 | 70 | 0.0187 | 0.15 | 0.6612 | 1.1652 | 0.45755 | 0.70763
| 4001 | 7 | 25 | 8760 | 205 | 70 | 0.0187 | 0.15 | 0.6612 | 1.1652 | 0.45755 | 0.70763
| 4002 | 7 | 25 | 8760 | 205 | 70 | 0.0187 | 0.15 | 0.6612 | 1.1652 | 0.45755 | 0.70763
| 4003 | 7 | 25 | 8760 | 205 | 70 | 0.0187 | 0.15 | 0.6612 | 1.1652 | 0.45755 | 0.70763
| 4004 | 7 | 25 | 8760 | 205 | 70 | 0.0187 | 0.15 | 0.6612 | 1.1652 | 0.45755 | 0.70763
| 4005 | 7 | 25 | 8760 | 205 | 70 | 0.0187 | 0.15 | 0.6612 | 1.1652 | 0.45755 | 0.70763
| 4006 | 7 | 25 | 8760 | 205 | 70 | 0.0187 | 0.15 | 0.6612 | 1.1652 | 0.45755 | 0.70763
| 4007 | 7 | 25 | 8760 | 205 | 70 | 0.0187 | 0.15 | 0.6612 | 1.1652 | 0.45755 | 0.70763
| 4008 | 7 | 25 | 8760 | 205 | 70 | 0.0187 | 0.15 | 0.6612 | 1.1652 | 0.45755 | 0.70763
| 4009 | 7 | 25 | 8760 | 205 | 70 | 0.0187 | 0.15 | 0.6612 | 1.1652 | 0.45755 | 0.70763
| 4010 | 7 | 25 | 8760 | 205 | 70 | 0.0187 | 0.15 | 0.6612 | 1.1652 | 0.45755 | 0.70763
| 4011 | 7 | 25 | 8760 | 205 | 70 | 0.0187 | 0.15 | 0.6612 | 1.1652 | 0.45755 | 0.70763
| 4012 | 7 | 25 | 8760 | 205 | 70 | 0.0187 | 0.15 | 0.6612 | 1.1652 | 0.45755 | 0.70763
| 4013 | 7 | 25 | 8760 | 205 | 70 | 0.0187 | 0.15 | 0.6612 | 1.1652 | 0.45755 | 0.70763
| 4014 | 7 | 25 | 8760 | 205 | 70 | 0.0187 | 0.15 | 0.6612 | 1.1652 | 0.45755 | 0.70763
| 4015 | 7 | 25 | 8760 | 205 | 70 | 0.0187 | 0.15 | 0.6612 | 1.1652 | 0.45755 | 0.70763
| 4016 | 8 | 25 | 8760 | 280 | 95 | 0.0187 | 0.15 | 0.6612 | 1.5915 | 0.62096 | 0.97051
| 4017 | 8 | 25 | 8760 | 280 | 95 | 0.0187 | 0.15 | 0.6612 | 1.5915 | 0.62096 | 0.97051
| 4018 | 8 | 25 | 8760 | 280 | 95 | 0.0187 | 0.15 | 0.6612 | 1.5915 | 0.62096 | 0.97051
| 4019 | 8 | 25 | 8760 | 280 | 95 | 0.0187 | 0.15 | 0.6612 | 1.5915 | 0.62096 | 0.97051
| 4020 | 8 | 25 | 8760 | 280 | 95 | 0.0187 | 0.15 | 0.6612 | 1.5915 | 0.62096 | 0.97051
| 4021 | 8 | 25 | 8760 | 280 | 95 | 0.0187 | 0.15 | 0.6612 | 1.5915 | 0.62096 | 0.97051
| 4022 | 8 | 25 | 8760 | 280 | 95 | 0.0187 | 0.15 | 0.6612 | 1.5915 | 0.62096 | 0.97051
| 4023 | 8 | 25 | 8760 | 280 | 95 | 0.0187 | 0.15 | 0.6612 | 1.5915 | 0.62096 | 0.97051
| 4024 | 8 | 25 | 8760 | 280 | 95 | 0.0187 | 0.15 | 0.6612 | 1.5915 | 0.62096 | 0.97051
| 4025 | 8 | 25 | 8760 | 280 | 95 | 0.0187 | 0.15 | 0.6612 | 1.5915 | 0.62096 | 0.97051
| 4026 | 8 | 25 | 8760 | 280 | 95 | 0.0187 | 0.15 | 0.6612 | 1.5915 | 0.62096 | 0.97051
| 4027 | 8 | 25 | 8760 | 280 | 95 | 0.0187 | 0.15 | 0.6612 | 1.5915 | 0.62096 | 0.97051
| 4028 | 8 | 25 | 8760 | 280 | 95 | 0.0187 | 0.15 | 0.6612 | 1.5915 | 0.62096 | 0.97051
| 4029 | 8 | 25 | 8760 | 280 | 95 | 0.0187 | 0.15 | 0.6612 | 1.5915 | 0.62096 | 0.97051
| 4030 | 8 | 25 | 8760 | 280 | 95 | 0.0187 | 0.15 | 0.6612 | 1.5915 | 0.62096 | 0.97051
| 4031 | 8 | 25 | 8760 | 280 | 95 | 0.0187 | 0.15 | 0.6612 | 1.5915 | 0.62096 | 0.97051
| 4032 | 8 | 25 | 8760 | 280 | 95 | 0.0187 | 0.15 | 0.6612 | 1.5915 | 0.62096 | 0.97051
| 4033 | 10 | 25 | 8760 | 340 | 125 | 0.0187 | 0.15 | 0.6612 | 1.9325 | 0.81705 | 1.1154
| 4034 | 10 | 25 | 8760 | 340 | 125 | 0.0187 | 0.15 | 0.6612 | 1.9325 | 0.81705 | 1.1154
| 4035 | 10 | 25 | 8760 | 340 | 125 | 0.0187 | 0.15 | 0.6612 | 1.9325 | 0.81705 | 1.1154
| 4036 | 10 | 25 | 8760 | 340 | 125 | 0.0187 | 0.15 | 0.6612 | 1.9325 | 0.81705 | 1.1154
| 4037 | 10 | 25 | 8760 | 340 | 125 | 0.0187 | 0.15 | 0.6612 | 1.9325 | 0.81705 | 1.1154
| 4038 | 10 | 25 | 8760 | 340 | 125 | 0.0187 | 0.15 | 0.6612 | 1.9325 | 0.81705 | 1.1154
| 4039 | 10 | 25 | 8760 | 340 | 125 | 0.0187 | 0.15 | 0.6612 | 1.9325 | 0.81705 | 1.1154
| 4040 | 10 | 25 | 8760 | 340 | 125 | 0.0187 | 0.15 | 0.6612 | 1.9325 | 0.81705 | 1.1154
| 4041 | 10 | 25 | 8760 | 340 | 125 | 0.0187 | 0.15 | 0.6612 | 1.9325 | 0.81705 | 1.1154
| 4042 | 10 | 25 | 8760 | 340 | 125 | 0.0187 | 0.15 | 0.6612 | 1.9325 | 0.81705 | 1.1154
| 4043 | 10 | 25 | 8760 | 340 | 125 | 0.0187 | 0.15 | 0.6612 | 1.9325 | 0.81705 | 1.1154
| 4044 | 10 | 25 | 8760 | 340 | 125 | 0.0187 | 0.15 | 0.6612 | 1.9325 | 0.81705 | 1.1154
| 4045 | 10 | 25 | 8760 | 340 | 125 | 0.0187 | 0.15 | 0.6612 | 1.9325 | 0.81705 | 1.1154
| 4046 | 10 | 25 | 8760 | 340 | 125 | 0.0187 | 0.15 | 0.6612 | 1.9325 | 0.81705 | 1.1154
| 4047 | 10 | 25 | 8760 | 340 | 125 | 0.0187 | 0.15 | 0.6612 | 1.9325 | 0.81705 | 1.1154
| 4048 | 10 | 25 | 8760 | 340 | 125 | 0.0187 | 0.15 | 0.6612 | 1.9325 | 0.81705 | 1.1154
| 4049 | 10 | 25 | 8760 | 340 | 125 | 0.0187 | 0.15 | 0.6612 | 1.9325 | 0.81705 | 1.1154
| 4050 | 10 | 25 | 8760 | 340 | 125 | 0.0187 | 0.15 | 0.6612 | 1.9325 | 0.81705 | 1.1154
| 4051 | 10 | 25 | 8760 | 340 | 125 | 0.0187 | 0.15 | 0.6612 | 1.9325 | 0.81705 | 1.1154
| 4052 | 10 | 25 | 8760 | 340 | 125 | 0.0187 | 0.15 | 0.6612 | 1.9325 | 0.81705 | 1.1154
| 4053 | 10 | 25 | 8760 | 340 | 125 | 0.0187 | 0.15 | 0.6612 | 1.9325 | 0.81705 | 1.1154
| 4054 | 10 | 25 | 8760 | 340 | 125 | 0.0187 | 0.15 | 0.6612 | 1.9325 | 0.81705 | 1.1154
| 4055 | 10 | 25 | 8760 | 340 | 125 | 0.0187 | 0.15 | 0.6612 | 1.9325 | 0.81705 | 1.1154
| 4056 | 11 | 25 | 8760 | 390 | 145 | 0.0187 | 0.15 | 0.6612 | 2.2167 | 0.94777 | 1.2689
| 4057 | 11 | 25 | 8760 | 390 | 145 | 0.0187 | 0.15 | 0.6612 | 2.2167 | 0.94777 | 1.2689
| 4058 | 11 | 25 | 8760 | 390 | 145 | 0.0187 | 0.15 | 0.6612 | 2.2167 | 0.94777 | 1.2689
| 4059 | 7 | 26 | 8760 | 205 | 70 | 0.0187 | 0.15 | 0.6612 | 1.1652 | 0.45755 | 0.70763
| 4060 | 7 | 26 | 8760 | 205 | 70 | 0.0187 | 0.15 | 0.6612 | 1.1652 | 0.45755 | 0.70763
| 4061 | 7 | 26 | 8760 | 205 | 70 | 0.0187 | 0.15 | 0.6612 | 1.1652 | 0.45755 | 0.70763
| 4062 | 7 | 26 | 8760 | 205 | 70 | 0.0187 | 0.15 | 0.6612 | 1.1652 | 0.45755 | 0.70763
| 4063 | 7 | 26 | 8760 | 205 | 70 | 0.0187 | 0.15 | 0.6612 | 1.1652 | 0.45755 | 0.70763
| 4064 | 7 | 26 | 8760 | 205 | 70 | 0.0187 | 0.15 | 0.6612 | 1.1652 | 0.45755 | 0.70763
| 4065 | 7 | 26 | 8760 | 205 | 70 | 0.0187 | 0.15 | 0.6612 | 1.1652 | 0.45755 | 0.70763
| 4066 | 7 | 26 | 8760 | 205 | 70 | 0.0187 | 0.15 | 0.6612 | 1.1652 | 0.45755 | 0.70763
| 4067 | 7 | 26 | 8760 | 205 | 70 | 0.0187 | 0.15 | 0.6612 | 1.1652 | 0.45755 | 0.70763
| 4068 | 7 | 26 | 8760 | 205 | 70 | 0.0187 | 0.15 | 0.6612 | 1.1652 | 0.45755 | 0.70763
| 4069 | 7 | 26 | 8760 | 205 | 70 | 0.0187 | 0.15 | 0.6612 | 1.1652 | 0.45755 | 0.70763
| 4070 | 7 | 26 | 8760 | 205 | 70 | 0.0187 | 0.15 | 0.6612 | 1.1652 | 0.45755 | 0.70763
| 4071 | 7 | 26 | 8760 | 205 | 70 | 0.0187 | 0.15 | 0.6612 | 1.1652 | 0.45755 | 0.70763
| 4072 | 7 | 26 | 8760 | 205 | 70 | 0.0187 | 0.15 | 0.6612 | 1.1652 | 0.45755 | 0.70763
| 4073 | 7 | 26 | 8760 | 205 | 70 | 0.0187 | 0.15 | 0.6612 | 1.1652 | 0.45755 | 0.70763
| 4074 | 7 | 26 | 8760 | 205 | 70 | 0.0187 | 0.15 | 0.6612 | 1.1652 | 0.45755 | 0.70763
| 4075 | 7 | 26 | 8760 | 205 | 70 | 0.0187 | 0.15 | 0.6612 | 1.1652 | 0.45755 | 0.70763
| 4076 | 7 | 26 | 8760 | 205 | 70 | 0.0187 | 0.15 | 0.6612 | 1.1652 | 0.45755 | 0.70763
| 4077 | 7 | 26 | 8760 | 205 | 70 | 0.0187 | 0.15 | 0.6612 | 1.1652 | 0.45755 | 0.70763
| 4078 | 7 | 26 | 8760 | 205 | 70 | 0.0187 | 0.15 | 0.6612 | 1.1652 | 0.45755 | 0.70763
| 4079 | 7 | 26 | 8760 | 205 | 70 | 0.0187 | 0.15 | 0.6612 | 1.1652 | 0.45755 | 0.70763
| 4080 | 7 | 26 | 8760 | 205 | 70 | 0.0187 | 0.15 | 0.6612 | 1.1652 | 0.45755 | 0.70763
| 4081 | 7 | 26 | 8760 | 205 | 70 | 0.0187 | 0.15 | 0.6612 | 1.1652 | 0.45755 | 0.70763
| 4082 | 7 | 26 | 8760 | 205 | 70 | 0.0187 | 0.15 | 0.6612 | 1.1652 | 0.45755 | 0.70763
| 4083 | 7 | 26 | 8760 | 205 | 70 | 0.0187 | 0.15 | 0.6612 | 1.1652 | 0.45755 | 0.70763
| 4084 | 7 | 26 | 8760 | 205 | 70 | 0.0187 | 0.15 | 0.6612 | 1.1652 | 0.45755 | 0.70763
| 4085 | 8 | 26 | 8760 | 280 | 95 | 0.0187 | 0.15 | 0.6612 | 1.5915 | 0.62096 | 0.97051
| 4086 | 8 | 26 | 8760 | 280 | 95 | 0.0187 | 0.15 | 0.6612 | 1.5915 | 0.62096 | 0.97051
| 4087 | 8 | 26 | 8760 | 280 | 95 | 0.0187 | 0.15 | 0.6612 | 1.5915 | 0.62096 | 0.97051
| 4088 | 8 | 26 | 8760 | 280 | 95 | 0.0187 | 0.15 | 0.6612 | 1.5915 | 0.62096 | 0.97051
| 4089 | 8 | 26 | 8760 | 280 | 95 | 0.0187 | 0.15 | 0.6612 | 1.5915 | 0.62096 | 0.97051
| 4090 | 8 | 26 | 8760 | 280 | 95 | 0.0187 | 0.15 | 0.6612 | 1.5915 | 0.62096 | 0.97051
| 4091 | 8 | 26 | 8760 | 280 | 95 | 0.0187 | 0.15 | 0.6612 | 1.5915 | 0.62096 | 0.97051
| 4092 | 8 | 26 | 8760 | 280 | 95 | 0.0187 | 0.15 | 0.6612 | 1.5915 | 0.62096 | 0.97051
| 4093 | 8 | 26 | 8760 | 280 | 95 | 0.0187 | 0.15 | 0.6612 | 1.5915 | 0.62096 | 0.97051
| 4094 | 8 | 26 | 8760 | 280 | 95 | 0.0187 | 0.15 | 0.6612 | 1.5915 | 0.62096 | 0.97051
| 4095 | 8 | 26 | 8760 | 280 | 95 | 0.0187 | 0.15 | 0.6612 | 1.5915 | 0.62096 | 0.97051
| 4096 | 8 | 26 | 8760 | 280 | 95 | 0.0187 | 0.15 | 0.6612 | 1.5915 | 0.62096 | 0.97051
| 4097 | 8 | 26 | 8760 | 280 | 95 | 0.0187 | 0.15 | 0.6612 | 1.5915 | 0.62096 | 0.97051
| 4098 | 8 | 26 | 8760 | 280 | 95 | 0.0187 | 0.15 | 0.6612 | 1.5915 | 0.62096 | 0.97051
| 4099 | 8 | 26 | 8760 | 280 | 95 | 0.0187 | 0.15 | 0.6612 | 1.5915 | 0.62096 | 0.97051
| 4100 | 8 | 26 | 8760 | 280 | 95 | 0.0187 | 0.15 | 0.6612 | 1.5915 | 0.62096 | 0.97051
| 4101 | 8 | 26 | 8760 | 280 | 95 | 0.0187 | 0.15 | 0.6612 | 1.5915 | 0.62096 | 0.97051
| 4102 | 8 | 26 | 8760 | 280 | 95 | 0.0187 | 0.15 | 0.6612 | 1.5915 | 0.62096 | 0.97051
| 4103 | 8 | 26 | 8760 | 280 | 95 | 0.0187 | 0.15 | 0.6612 | 1.5915 | 0.62096 | 0.97051
| 4104 | 8 | 26 | 8760 | 280 | 95 | 0.0187 | 0.15 | 0.6612 | 1.5915 | 0.62096 | 0.97051
| 4105 | 8 | 26 | 8760 | 280 | 95 | 0.0187 | 0.15 | 0.6612 | 1.5915 | 0.62096 | 0.97051
| 4106 | 8 | 26 | 8760 | 280 | 95 | 0.0187 | 0.15 | 0.6612 | 1.5915 | 0.62096 | 0.97051
| 4107 | 8 | 26 | 8760 | 280 | 95 | 0.0187 | 0.15 | 0.6612 | 1.5915 | 0.62096 | 0.97051
| 4108 | 8 | 26 | 8760 | 280 | 95 | 0.0187 | 0.15 | 0.6612 | 1.5915 | 0.62096 | 0.97051
| 4109 | 8 | 26 | 8760 | 280 | 95 | 0.0187 | 0.15 | 0.6612 | 1.5915 | 0.62096 | 0.97051
| 4110 | 8 | 26 | 8760 | 280 | 95 | 0.0187 | 0.15 | 0.6612 | 1.5915 | 0.62096 | 0.97051
| 4111 | 8 | 26 | 8760 | 280 | 95 | 0.0187 | 0.15 | 0.6612 | 1.5915 | 0.62096 | 0.97051
| 4112 | 8 | 26 | 8760 | 280 | 95 | 0.0187 | 0.15 | 0.6612 | 1.5915 | 0.62096 | 0.97051
| 4113 | 8 | 26 | 8760 | 280 | 95 | 0.0187 | 0.15 | 0.6612 | 1.5915 | 0.62096 | 0.97051
| 4114 | 8 | 26 | 8760 | 280 | 95 | 0.0187 | 0.15 | 0.6612 | 1.5915 | 0.62096 | 0.97051
| 4115 | 8 | 26 | 8760 | 280 | 95 | 0.0187 | 0.15 | 0.6612 | 1.5915 | 0.62096 | 0.97051
| 4116 | 8 | 26 | 8760 | 280 | 95 | 0.0187 | 0.15 | 0.6612 | 1.5915 | 0.62096 | 0.97051
| 4117 | 8 | 26 | 8760 | 280 | 95 | 0.0187 | 0.15 | 0.6612 | 1.5915 | 0.62096 | 0.97051
| 4118 | 8 | 26 | 8760 | 280 | 95 | 0.0187 | 0.15 | 0.6612 | 1.5915 | 0.62096 | 0.97051
| 4119 | 8 | 26 | 8760 | 280 | 95 | 0.0187 | 0.15 | 0.6612 | 1.5915 | 0.62096 | 0.97051
| 4120 | 8 | 26 | 8760 | 280 | 95 | 0.0187 | 0.15 | 0.6612 | 1.5915 | 0.62096 | 0.97051
| 4121 | 8 | 26 | 8760 | 280 | 95 | 0.0187 | 0.15 | 0.6612 | 1.5915 | 0.62096 | 0.97051
| 4122 | 8 | 26 | 8760 | 280 | 95 | 0.0187 | 0.15 | 0.6612 | 1.5915 | 0.62096 | 0.97051
| 4123 | 8 | 26 | 8760 | 280 | 95 | 0.0187 | 0.15 | 0.6612 | 1.5915 | 0.62096 | 0.97051
| 4124 | 8 | 26 | 8760 | 280 | 95 | 0.0187 | 0.15 | 0.6612 | 1.5915 | 0.62096 | 0.97051
| 4125 | 8 | 26 | 8760 | 280 | 95 | 0.0187 | 0.15 | 0.6612 | 1.5915 | 0.62096 | 0.97051
| 4126 | 8 | 26 | 8760 | 280 | 95 | 0.0187 | 0.15 | 0.6612 | 1.5915 | 0.62096 | 0.97051
| 4127 | 8 | 26 | 8760 | 280 | 95 | 0.0187 | 0.15 | 0.6612 | 1.5915 | 0.62096 | 0.97051
| 4128 | 8 | 26 | 8760 | 280 | 95 | 0.0187 | 0.15 | 0.6612 | 1.5915 | 0.62096 | 0.97051
| 4129 | 8 | 26 | 8760 | 280 | 95 | 0.0187 | 0.15 | 0.6612 | 1.5915 | 0.62096 | 0.97051
| 4130 | 8 | 26 | 8760 | 280 | 95 | 0.0187 | 0.15 | 0.6612 | 1.5915 | 0.62096 | 0.97051
| 4131 | 3 | 27 | 8760 | 92 | 31 | 0.0187 | 0.15 | 0.6612 | 0.52291 | 0.20263 | 0.32028
| 4132 | 3 | 27 | 8760 | 92 | 31 | 0.0187 | 0.15 | 0.6612 | 0.52291 | 0.20263 | 0.32028
| 4133 | 3 | 27 | 8760 | 92 | 31 | 0.0187 | 0.15 | 0.6612 | 0.52291 | 0.20263 | 0.32028
| 4134 | 7 | 27 | 8760 | 205 | 70 | 0.0187 | 0.15 | 0.6612 | 1.1652 | 0.45755 | 0.70763
| 4135 | 7 | 27 | 8760 | 205 | 70 | 0.0187 | 0.15 | 0.6612 | 1.1652 | 0.45755 | 0.70763
| 4136 | 7 | 27 | 8760 | 205 | 70 | 0.0187 | 0.15 | 0.6612 | 1.1652 | 0.45755 | 0.70763
| 4137 | 7 | 27 | 8760 | 205 | 70 | 0.0187 | 0.15 | 0.6612 | 1.1652 | 0.45755 | 0.70763
| 4138 | 7 | 27 | 8760 | 205 | 70 | 0.0187 | 0.15 | 0.6612 | 1.1652 | 0.45755 | 0.70763
| 4139 | 7 | 27 | 8760 | 205 | 70 | 0.0187 | 0.15 | 0.6612 | 1.1652 | 0.45755 | 0.70763
| 4140 | 7 | 27 | 8760 | 205 | 70 | 0.0187 | 0.15 | 0.6612 | 1.1652 | 0.45755 | 0.70763
| 4141 | 7 | 27 | 8760 | 205 | 70 | 0.0187 | 0.15 | 0.6612 | 1.1652 | 0.45755 | 0.70763
| 4142 | 7 | 27 | 8760 | 205 | 70 | 0.0187 | 0.15 | 0.6612 | 1.1652 | 0.45755 | 0.70763
| 4143 | 7 | 27 | 8760 | 205 | 70 | 0.0187 | 0.15 | 0.6612 | 1.1652 | 0.45755 | 0.70763
| 4144 | 7 | 27 | 8760 | 205 | 70 | 0.0187 | 0.15 | 0.6612 | 1.1652 | 0.45755 | 0.70763
| 4145 | 7 | 27 | 8760 | 205 | 70 | 0.0187 | 0.15 | 0.6612 | 1.1652 | 0.45755 | 0.70763
| 4146 | 7 | 27 | 8760 | 205 | 70 | 0.0187 | 0.15 | 0.6612 | 1.1652 | 0.45755 | 0.70763
| 4147 | 7 | 27 | 8760 | 205 | 70 | 0.0187 | 0.15 | 0.6612 | 1.1652 | 0.45755 | 0.70763
| 4148 | 7 | 27 | 8760 | 205 | 70 | 0.0187 | 0.15 | 0.6612 | 1.1652 | 0.45755 | 0.70763
| 4149 | 7 | 27 | 8760 | 205 | 70 | 0.0187 | 0.15 | 0.6612 | 1.1652 | 0.45755 | 0.70763
| 4150 | 7 | 27 | 8760 | 205 | 70 | 0.0187 | 0.15 | 0.6612 | 1.1652 | 0.45755 | 0.70763
| 4151 | 7 | 27 | 8760 | 205 | 70 | 0.0187 | 0.15 | 0.6612 | 1.1652 | 0.45755 | 0.70763
| 4152 | 7 | 27 | 8760 | 205 | 70 | 0.0187 | 0.15 | 0.6612 | 1.1652 | 0.45755 | 0.70763
| 4153 | 7 | 27 | 8760 | 205 | 70 | 0.0187 | 0.15 | 0.6612 | 1.1652 | 0.45755 | 0.70763
| 4154 | 7 | 27 | 8760 | 205 | 70 | 0.0187 | 0.15 | 0.6612 | 1.1652 | 0.45755 | 0.70763
| 4155 | 7 | 27 | 8760 | 205 | 70 | 0.0187 | 0.15 | 0.6612 | 1.1652 | 0.45755 | 0.70763
| 4156 | 7 | 27 | 8760 | 205 | 70 | 0.0187 | 0.15 | 0.6612 | 1.1652 | 0.45755 | 0.70763
| 4157 | 7 | 27 | 8760 | 205 | 70 | 0.0187 | 0.15 | 0.6612 | 1.1652 | 0.45755 | 0.70763
| 4158 | 7 | 27 | 8760 | 205 | 70 | 0.0187 | 0.15 | 0.6612 | 1.1652 | 0.45755 | 0.70763
| 4159 | 7 | 27 | 8760 | 205 | 70 | 0.0187 | 0.15 | 0.6612 | 1.1652 | 0.45755 | 0.70763
| 4160 | 7 | 27 | 8760 | 205 | 70 | 0.0187 | 0.15 | 0.6612 | 1.1652 | 0.45755 | 0.70763
| 4161 | 7 | 27 | 8760 | 205 | 70 | 0.0187 | 0.15 | 0.6612 | 1.1652 | 0.45755 | 0.70763
| 4162 | 7 | 27 | 8760 | 205 | 70 | 0.0187 | 0.15 | 0.6612 | 1.1652 | 0.45755 | 0.70763
| 4163 | 7 | 27 | 8760 | 205 | 70 | 0.0187 | 0.15 | 0.6612 | 1.1652 | 0.45755 | 0.70763
| 4164 | 7 | 27 | 8760 | 205 | 70 | 0.0187 | 0.15 | 0.6612 | 1.1652 | 0.45755 | 0.70763
| 4165 | 7 | 27 | 8760 | 205 | 70 | 0.0187 | 0.15 | 0.6612 | 1.1652 | 0.45755 | 0.70763
| 4166 | 7 | 27 | 8760 | 205 | 70 | 0.0187 | 0.15 | 0.6612 | 1.1652 | 0.45755 | 0.70763
| 4167 | 7 | 27 | 8760 | 205 | 70 | 0.0187 | 0.15 | 0.6612 | 1.1652 | 0.45755 | 0.70763
| 4168 | 7 | 27 | 8760 | 205 | 70 | 0.0187 | 0.15 | 0.6612 | 1.1652 | 0.45755 | 0.70763
| 4169 | 7 | 27 | 8760 | 205 | 70 | 0.0187 | 0.15 | 0.6612 | 1.1652 | 0.45755 | 0.70763
| 4170 | 7 | 27 | 8760 | 205 | 70 | 0.0187 | 0.15 | 0.6612 | 1.1652 | 0.45755 | 0.70763
| 4171 | 8 | 27 | 8760 | 280 | 95 | 0.0187 | 0.15 | 0.6612 | 1.5915 | 0.62096 | 0.97051
| 4172 | 8 | 27 | 8760 | 280 | 95 | 0.0187 | 0.15 | 0.6612 | 1.5915 | 0.62096 | 0.97051
| 4173 | 8 | 27 | 8760 | 280 | 95 | 0.0187 | 0.15 | 0.6612 | 1.5915 | 0.62096 | 0.97051
| 4174 | 10 | 27 | 8760 | 280 | 95 | 0.0187 | 0.15 | 0.6612 | 1.5915 | 0.62096 | 0.97051
| 4175 | 10 | 27 | 8760 | 280 | 95 | 0.0187 | 0.15 | 0.6612 | 1.5915 | 0.62096 | 0.97051
| 4176 | 10 | 27 | 8760 | 280 | 95 | 0.0187 | 0.15 | 0.6612 | 1.5915 | 0.62096 | 0.97051
| 4177 | 10 | 27 | 8760 | 340 | 125 | 0.0187 | 0.15 | 0.6612 | 1.9325 | 0.81705 | 1.1154
| 4178 | 10 | 27 | 8760 | 340 | 125 | 0.0187 | 0.15 | 0.6612 | 1.9325 | 0.81705 | 1.1154
| 4179 | 10 | 27 | 8760 | 340 | 125 | 0.0187 | 0.15 | 0.6612 | 1.9325 | 0.81705 | 1.1154
| 4180 | 10 | 27 | 8760 | 340 | 125 | 0.0187 | 0.15 | 0.6612 | 1.9325 | 0.81705 | 1.1154
| 4181 | 10 | 27 | 8760 | 340 | 125 | 0.0187 | 0.15 | 0.6612 | 1.9325 | 0.81705 | 1.1154
| 4182 | 10 | 27 | 8760 | 340 | 125 | 0.0187 | 0.15 | 0.6612 | 1.9325 | 0.81705 | 1.1154
| 4183 | 10 | 27 | 8760 | 340 | 125 | 0.0187 | 0.15 | 0.6612 | 1.9325 | 0.81705 | 1.1154
| 4184 | 10 | 27 | 8760 | 340 | 125 | 0.0187 | 0.15 | 0.6612 | 1.9325 | 0.81705 | 1.1154
| 4185 | 10 | 27 | 8760 | 340 | 125 | 0.0187 | 0.15 | 0.6612 | 1.9325 | 0.81705 | 1.1154
| 4186 | 10 | 27 | 8760 | 340 | 125 | 0.0187 | 0.15 | 0.6612 | 1.9325 | 0.81705 | 1.1154
| 4187 | 10 | 27 | 8760 | 340 | 125 | 0.0187 | 0.15 | 0.6612 | 1.9325 | 0.81705 | 1.1154
| 4188 | 11 | 27 | 8760 | 390 | 145 | 0.0187 | 0.15 | 0.6612 | 2.2167 | 0.94777 | 1.2689
| 4189 | 11 | 27 | 8760 | 390 | 145 | 0.0187 | 0.15 | 0.6612 | 2.2167 | 0.94777 | 1.2689
| 4190 | 12 | 27 | 8760 | 433 | 165 | 0.0187 | 0.15 | 0.6612 | 2.4611 | 1.0785 | 1.3826
| 4191 | 12 | 27 | 8760 | 433 | 165 | 0.0187 | 0.15 | 0.6612 | 2.4611 | 1.0785 | 1.3826
| 4192 | 12 | 27 | 8760 | 433 | 165 | 0.0187 | 0.15 | 0.6612 | 2.4611 | 1.0785 | 1.3826
| 4193 | 12 | 27 | 8760 | 433 | 165 | 0.0187 | 0.15 | 0.6612 | 2.4611 | 1.0785 | 1.3826
| 4194 | 12 | 27 | 8760 | 433 | 165 | 0.0187 | 0.15 | 0.6612 | 2.4611 | 1.0785 | 1.3826
| 4195 | 12 | 27 | 8760 | 433 | 165 | 0.0187 | 0.15 | 0.6612 | 2.4611 | 1.0785 | 1.3826
| 4196 | 8 | 28 | 8760 | 280 | 95 | 0.0187 | 0.15 | 0.6612 | 1.5915 | 0.62096 | 0.97051
| 4197 | 7 | 28 | 8760 | 280 | 95 | 0.0187 | 0.15 | 0.6612 | 1.5915 | 0.62096 | 0.97051
| 4198 | 8 | 28 | 8760 | 280 | 95 | 0.0187 | 0.15 | 0.6612 | 1.5915 | 0.62096 | 0.97051
| 4199 | 8 | 28 | 8760 | 280 | 95 | 0.0187 | 0.15 | 0.6612 | 1.5915 | 0.62096 | 0.97051
| 4200 | 10 | 28 | 8760 | 340 | 125 | 0.0187 | 0.15 | 0.6612 | 1.9325 | 0.81705 | 1.1154
| 4201 | 10 | 28 | 8760 | 340 | 125 | 0.0187 | 0.15 | 0.6612 | 1.9325 | 0.81705 | 1.1154
| 4202 | 10 | 28 | 8760 | 340 | 125 | 0.0187 | 0.15 | 0.6612 | 1.9325 | 0.81705 | 1.1154
| 4203 | 10 | 28 | 8760 | 340 | 125 | 0.0187 | 0.15 | 0.6612 | 1.9325 | 0.81705 | 1.1154
| 4204 | 10 | 28 | 8760 | 340 | 125 | 0.0187 | 0.15 | 0.6612 | 1.9325 | 0.81705 | 1.1154
| 4205 | 10 | 28 | 8760 | 340 | 125 | 0.0187 | 0.15 | 0.6612 | 1.9325 | 0.81705 | 1.1154
| 4206 | 7 | 28 | 8760 | 205 | 70 | 0.0187 | 0.15 | 0.6612 | 1.1652 | 0.45755 | 0.70763
| 4207 | 7 | 28 | 8760 | 205 | 70 | 0.0187 | 0.15 | 0.6612 | 1.1652 | 0.45755 | 0.70763
| 4208 | 7 | 28 | 8760 | 205 | 70 | 0.0187 | 0.15 | 0.6612 | 1.1652 | 0.45755 | 0.70763
| 4209 | 7 | 28 | 8760 | 205 | 70 | 0.0187 | 0.15 | 0.6612 | 1.1652 | 0.45755 | 0.70763
| 4210 | 7 | 28 | 8760 | 205 | 70 | 0.0187 | 0.15 | 0.6612 | 1.1652 | 0.45755 | 0.70763
| 4211 | 7 | 28 | 8760 | 205 | 70 | 0.0187 | 0.15 | 0.6612 | 1.1652 | 0.45755 | 0.70763
| 4212 | 7 | 28 | 8760 | 205 | 70 | 0.0187 | 0.15 | 0.6612 | 1.1652 | 0.45755 | 0.70763
| 4213 | 7 | 28 | 8760 | 205 | 70 | 0.0187 | 0.15 | 0.6612 | 1.1652 | 0.45755 | 0.70763
| 4214 | 7 | 28 | 8760 | 205 | 70 | 0.0187 | 0.15 | 0.6612 | 1.1652 | 0.45755 | 0.70763
| 4215 | 7 | 28 | 8760 | 205 | 70 | 0.0187 | 0.15 | 0.6612 | 1.1652 | 0.45755 | 0.70763
| 4216 | 7 | 28 | 8760 | 205 | 70 | 0.0187 | 0.15 | 0.6612 | 1.1652 | 0.45755 | 0.70763
| 4217 | 7 | 28 | 8760 | 205 | 70 | 0.0187 | 0.15 | 0.6612 | 1.1652 | 0.45755 | 0.70763
| 4218 | 7 | 28 | 8760 | 205 | 70 | 0.0187 | 0.15 | 0.6612 | 1.1652 | 0.45755 | 0.70763
| 4219 | 7 | 28 | 8760 | 205 | 70 | 0.0187 | 0.15 | 0.6612 | 1.1652 | 0.45755 | 0.70763
| 4220 | 7 | 28 | 8760 | 205 | 70 | 0.0187 | 0.15 | 0.6612 | 1.1652 | 0.45755 | 0.70763
| 4221 | 7 | 28 | 8760 | 205 | 70 | 0.0187 | 0.15 | 0.6612 | 1.1652 | 0.45755 | 0.70763
| 4222 | 7 | 28 | 8760 | 205 | 70 | 0.0187 | 0.15 | 0.6612 | 1.1652 | 0.45755 | 0.70763
| 4223 | 7 | 28 | 8760 | 205 | 70 | 0.0187 | 0.15 | 0.6612 | 1.1652 | 0.45755 | 0.70763
| 4224 | 7 | 28 | 8760 | 205 | 70 | 0.0187 | 0.15 | 0.6612 | 1.1652 | 0.45755 | 0.70763
| 4225 | 7 | 28 | 8760 | 205 | 70 | 0.0187 | 0.15 | 0.6612 | 1.1652 | 0.45755 | 0.70763
| 4226 | 7 | 28 | 8760 | 205 | 70 | 0.0187 | 0.15 | 0.6612 | 1.1652 | 0.45755 | 0.70763
| 4227 | 7 | 28 | 8760 | 205 | 70 | 0.0187 | 0.15 | 0.6612 | 1.1652 | 0.45755 | 0.70763
| 4228 | 7 | 28 | 8760 | 205 | 70 | 0.0187 | 0.15 | 0.6612 | 1.1652 | 0.45755 | 0.70763
| 4229 | 7 | 28 | 8760 | 205 | 70 | 0.0187 | 0.15 | 0.6612 | 1.1652 | 0.45755 | 0.70763
| 4230 | 7 | 28 | 8760 | 205 | 70 | 0.0187 | 0.15 | 0.6612 | 1.1652 | 0.45755 | 0.70763
| 4231 | 7 | 28 | 8760 | 205 | 70 | 0.0187 | 0.15 | 0.6612 | 1.1652 | 0.45755 | 0.70763
| 4232 | 7 | 28 | 8760 | 205 | 70 | 0.0187 | 0.15 | 0.6612 | 1.1652 | 0.45755 | 0.70763
| 4233 | 7 | 28 | 8760 | 205 | 70 | 0.0187 | 0.15 | 0.6612 | 1.1652 | 0.45755 | 0.70763
| 4234 | 7 | 28 | 8760 | 205 | 70 | 0.0187 | 0.15 | 0.6612 | 1.1652 | 0.45755 | 0.70763
| 4235 | 7 | 28 | 8760 | 205 | 70 | 0.0187 | 0.15 | 0.6612 | 1.1652 | 0.45755 | 0.70763
| 4236 | 7 | 28 | 8760 | 205 | 70 | 0.0187 | 0.15 | 0.6612 | 1.1652 | 0.45755 | 0.70763
| 4237 | 8 | 28 | 8760 | 280 | 95 | 0.0187 | 0.15 | 0.6612 | 1.5915 | 0.62096 | 0.97051
| 4238 | 8 | 28 | 8760 | 280 | 95 | 0.0187 | 0.15 | 0.6612 | 1.5915 | 0.62096 | 0.97051
| 4239 | 8 | 28 | 8760 | 280 | 95 | 0.0187 | 0.15 | 0.6612 | 1.5915 | 0.62096 | 0.97051
| 4240 | 8 | 28 | 8760 | 280 | 95 | 0.0187 | 0.15 | 0.6612 | 1.5915 | 0.62096 | 0.97051
| 4241 | 8 | 28 | 8760 | 280 | 95 | 0.0187 | 0.15 | 0.6612 | 1.5915 | 0.62096 | 0.97051
| 4242 | 8 | 28 | 8760 | 280 | 95 | 0.0187 | 0.15 | 0.6612 | 1.5915 | 0.62096 | 0.97051
| 4243 | 8 | 28 | 8760 | 280 | 95 | 0.0187 | 0.15 | 0.6612 | 1.5915 | 0.62096 | 0.97051
| 4244 | 8 | 28 | 8760 | 280 | 95 | 0.0187 | 0.15 | 0.6612 | 1.5915 | 0.62096 | 0.97051
| 4245 | 8 | 28 | 8760 | 280 | 95 | 0.0187 | 0.15 | 0.6612 | 1.5915 | 0.62096 | 0.97051
| 4246 | 8 | 28 | 8760 | 280 | 95 | 0.0187 | 0.15 | 0.6612 | 1.5915 | 0.62096 | 0.97051
| 4247 | 8 | 28 | 8760 | 280 | 95 | 0.0187 | 0.15 | 0.6612 | 1.5915 | 0.62096 | 0.97051
| 4248 | 8 | 28 | 8760 | 280 | 95 | 0.0187 | 0.15 | 0.6612 | 1.5915 | 0.62096 | 0.97051
| 4249 | 8 | 28 | 8760 | 280 | 95 | 0.0187 | 0.15 | 0.6612 | 1.5915 | 0.62096 | 0.97051
| 4250 | 8 | 28 | 8760 | 280 | 95 | 0.0187 | 0.15 | 0.6612 | 1.5915 | 0.62096 | 0.97051
| 4251 | 8 | 28 | 8760 | 280 | 95 | 0.0187 | 0.15 | 0.6612 | 1.5915 | 0.62096 | 0.97051
| 4252 | 8 | 28 | 8760 | 280 | 95 | 0.0187 | 0.15 | 0.6612 | 1.5915 | 0.62096 | 0.97051
| 4253 | 8 | 28 | 8760 | 280 | 95 | 0.0187 | 0.15 | 0.6612 | 1.5915 | 0.62096 | 0.97051
| 4254 | 8 | 28 | 8760 | 280 | 95 | 0.0187 | 0.15 | 0.6612 | 1.5915 | 0.62096 | 0.97051
| 4255 | 8 | 28 | 8760 | 280 | 95 | 0.0187 | 0.15 | 0.6612 | 1.5915 | 0.62096 | 0.97051
| 4256 | 8 | 28 | 8760 | 280 | 95 | 0.0187 | 0.15 | 0.6612 | 1.5915 | 0.62096 | 0.97051
| 4257 | 8 | 28 | 8760 | 280 | 95 | 0.0187 | 0.15 | 0.6612 | 1.5915 | 0.62096 | 0.97051
| 4258 | 8 | 28 | 8760 | 280 | 95 | 0.0187 | 0.15 | 0.6612 | 1.5915 | 0.62096 | 0.97051
| 4259 | 8 | 28 | 8760 | 280 | 95 | 0.0187 | 0.15 | 0.6612 | 1.5915 | 0.62096 | 0.97051
| 4260 | 8 | 28 | 8760 | 280 | 95 | 0.0187 | 0.15 | 0.6612 | 1.5915 | 0.62096 | 0.97051
| 4261 | 8 | 28 | 8760 | 280 | 95 | 0.0187 | 0.15 | 0.6612 | 1.5915 | 0.62096 | 0.97051
| 4262 | 8 | 28 | 8760 | 280 | 95 | 0.0187 | 0.15 | 0.6612 | 1.5915 | 0.62096 | 0.97051
| 4263 | 8 | 28 | 8760 | 280 | 95 | 0.0187 | 0.15 | 0.6612 | 1.5915 | 0.62096 | 0.97051
| 4264 | 8 | 28 | 8760 | 280 | 95 | 0.0187 | 0.15 | 0.6612 | 1.5915 | 0.62096 | 0.97051
| 4265 | 8 | 28 | 8760 | 280 | 95 | 0.0187 | 0.15 | 0.6612 | 1.5915 | 0.62096 | 0.97051
| 4266 | 8 | 28 | 8760 | 280 | 95 | 0.0187 | 0.15 | 0.6612 | 1.5915 | 0.62096 | 0.97051
| 4267 | 8 | 28 | 8760 | 280 | 95 | 0.0187 | 0.15 | 0.6612 | 1.5915 | 0.62096 | 0.97051
| 4268 | 8 | 28 | 8760 | 280 | 95 | 0.0187 | 0.15 | 0.6612 | 1.5915 | 0.62096 | 0.97051
| 4269 | 10 | 28 | 8760 | 340 | 125 | 0.0187 | 0.15 | 0.6612 | 1.9325 | 0.81705 | 1.1154
| 4270 | 10 | 28 | 8760 | 340 | 125 | 0.0187 | 0.15 | 0.6612 | 1.9325 | 0.81705 | 1.1154
| 4271 | 10 | 28 | 8760 | 340 | 125 | 0.0187 | 0.15 | 0.6612 | 1.9325 | 0.81705 | 1.1154
| 4272 | 10 | 28 | 8760 | 340 | 125 | 0.0187 | 0.15 | 0.6612 | 1.9325 | 0.81705 | 1.1154
| 4273 | 10 | 28 | 8760 | 340 | 125 | 0.0187 | 0.15 | 0.6612 | 1.9325 | 0.81705 | 1.1154
| 4274 | 10 | 28 | 8760 | 340 | 125 | 0.0187 | 0.15 | 0.6612 | 1.9325 | 0.81705 | 1.1154
| 4275 | 10 | 28 | 8760 | 340 | 125 | 0.0187 | 0.15 | 0.6612 | 1.9325 | 0.81705 | 1.1154
| 4276 | 10 | 28 | 8760 | 340 | 125 | 0.0187 | 0.15 | 0.6612 | 1.9325 | 0.81705 | 1.1154
| 4277 | 10 | 28 | 8760 | 340 | 125 | 0.0187 | 0.15 | 0.6612 | 1.9325 | 0.81705 | 1.1154
| 4278 | 10 | 28 | 8760 | 340 | 125 | 0.0187 | 0.15 | 0.6612 | 1.9325 | 0.81705 | 1.1154
| 4279 | 10 | 28 | 8760 | 340 | 125 | 0.0187 | 0.15 | 0.6612 | 1.9325 | 0.81705 | 1.1154
| 4280 | 10 | 28 | 8760 | 340 | 125 | 0.0187 | 0.15 | 0.6612 | 1.9325 | 0.81705 | 1.1154
| 4281 | 10 | 28 | 8760 | 340 | 125 | 0.0187 | 0.15 | 0.6612 | 1.9325 | 0.81705 | 1.1154
| 4282 | 10 | 28 | 8760 | 340 | 125 | 0.0187 | 0.15 | 0.6612 | 1.9325 | 0.81705 | 1.1154
| 4283 | 10 | 28 | 8760 | 340 | 125 | 0.0187 | 0.15 | 0.6612 | 1.9325 | 0.81705 | 1.1154
| 4284 | 10 | 28 | 8760 | 340 | 125 | 0.0187 | 0.15 | 0.6612 | 1.9325 | 0.81705 | 1.1154
| 4285 | 10 | 28 | 8760 | 340 | 125 | 0.0187 | 0.15 | 0.6612 | 1.9325 | 0.81705 | 1.1154
| 4286 | 10 | 28 | 8760 | 340 | 125 | 0.0187 | 0.15 | 0.6612 | 1.9325 | 0.81705 | 1.1154
| 4287 | 10 | 28 | 8760 | 340 | 125 | 0.0187 | 0.15 | 0.6612 | 1.9325 | 0.81705 | 1.1154
| 4288 | 10 | 28 | 8760 | 340 | 125 | 0.0187 | 0.15 | 0.6612 | 1.9325 | 0.81705 | 1.1154
| 4289 | 10 | 28 | 8760 | 340 | 125 | 0.0187 | 0.15 | 0.6612 | 1.9325 | 0.81705 | 1.1154
| 4290 | 10 | 28 | 8760 | 340 | 125 | 0.0187 | 0.15 | 0.6612 | 1.9325 | 0.81705 | 1.1154
| 4291 | 10 | 28 | 8760 | 340 | 125 | 0.0187 | 0.15 | 0.6612 | 1.9325 | 0.81705 | 1.1154
| 4292 | 10 | 28 | 8760 | 340 | 125 | 0.0187 | 0.15 | 0.6612 | 1.9325 | 0.81705 | 1.1154
| 4293 | 10 | 28 | 8760 | 340 | 125 | 0.0187 | 0.15 | 0.6612 | 1.9325 | 0.81705 | 1.1154
| 4294 | 10 | 28 | 8760 | 340 | 125 | 0.0187 | 0.15 | 0.6612 | 1.9325 | 0.81705 | 1.1154
| 4295 | 10 | 28 | 8760 | 340 | 125 | 0.0187 | 0.15 | 0.6612 | 1.9325 | 0.81705 | 1.1154
| 4296 | 10 | 28 | 8760 | 340 | 125 | 0.0187 | 0.15 | 0.6612 | 1.9325 | 0.81705 | 1.1154
| 4297 | 10 | 28 | 8760 | 340 | 125 | 0.0187 | 0.15 | 0.6612 | 1.9325 | 0.81705 | 1.1154
| 4298 | 10 | 28 | 8760 | 340 | 125 | 0.0187 | 0.15 | 0.6612 | 1.9325 | 0.81705 | 1.1154
| 4299 | 10 | 28 | 8760 | 340 | 125 | 0.0187 | 0.15 | 0.6612 | 1.9325 | 0.81705 | 1.1154
| 4300 | 10 | 28 | 8760 | 340 | 125 | 0.0187 | 0.15 | 0.6612 | 1.9325 | 0.81705 | 1.1154
| 4301 | 10 | 28 | 8760 | 340 | 125 | 0.0187 | 0.15 | 0.6612 | 1.9325 | 0.81705 | 1.1154
| 4302 | 10 | 28 | 8760 | 340 | 125 | 0.0187 | 0.15 | 0.6612 | 1.9325 | 0.81705 | 1.1154
| 4303 | 10 | 28 | 8760 | 340 | 125 | 0.0187 | 0.15 | 0.6612 | 1.9325 | 0.81705 | 1.1154
| 4304 | 10 | 28 | 8760 | 340 | 125 | 0.0187 | 0.15 | 0.6612 | 1.9325 | 0.81705 | 1.1154
| 4305 | 10 | 28 | 8760 | 340 | 125 | 0.0187 | 0.15 | 0.6612 | 1.9325 | 0.81705 | 1.1154
| 4306 | 10 | 28 | 8760 | 340 | 125 | 0.0187 | 0.15 | 0.6612 | 1.9325 | 0.81705 | 1.1154
| 4307 | 10 | 28 | 8760 | 340 | 125 | 0.0187 | 0.15 | 0.6612 | 1.9325 | 0.81705 | 1.1154
| 4308 | 10 | 28 | 8760 | 340 | 125 | 0.0187 | 0.15 | 0.6612 | 1.9325 | 0.81705 | 1.1154
| 4309 | 12 | 28 | 8760 | 433 | 165 | 0.0187 | 0.15 | 0.6612 | 2.4611 | 1.0785 | 1.3826
| 4310 | 12 | 28 | 8760 | 433 | 165 | 0.0187 | 0.15 | 0.6612 | 2.4611 | 1.0785 | 1.3826
| 4311 | 10 | 29 | 8760 | 340 | 125 | 0.0187 | 0.15 | 0.6612 | 1.9325 | 0.81705 | 1.1154
| 4312 | 10 | 29 | 8760 | 340 | 125 | 0.0187 | 0.15 | 0.6612 | 1.9325 | 0.81705 | 1.1154
| 4313 | 10 | 29 | 8760 | 340 | 125 | 0.0187 | 0.15 | 0.6612 | 1.9325 | 0.81705 | 1.1154
| 4314 | 10 | 29 | 8760 | 340 | 125 | 0.0187 | 0.15 | 0.6612 | 1.9325 | 0.81705 | 1.1154
| 4315 | 17 | 29 | 8760 | 1305 | 490 | 0.0187 | 0.15 | 0.6612 | 7.4174 | 3.2028 | 4.2145
| 4316 | 7 | 29 | 8760 | 205 | 70 | 0.0187 | 0.15 | 0.6612 | 1.1652 | 0.45755 | 0.70763
| 4317 | 7 | 29 | 8760 | 205 | 70 | 0.0187 | 0.15 | 0.6612 | 1.1652 | 0.45755 | 0.70763
| 4318 | 7 | 29 | 8760 | 205 | 70 | 0.0187 | 0.15 | 0.6612 | 1.1652 | 0.45755 | 0.70763
| 4319 | 7 | 29 | 8760 | 205 | 70 | 0.0187 | 0.15 | 0.6612 | 1.1652 | 0.45755 | 0.70763
| 4320 | 7 | 29 | 8760 | 205 | 70 | 0.0187 | 0.15 | 0.6612 | 1.1652 | 0.45755 | 0.70763
| 4321 | 7 | 29 | 8760 | 205 | 70 | 0.0187 | 0.15 | 0.6612 | 1.1652 | 0.45755 | 0.70763
| 4322 | 7 | 29 | 8760 | 205 | 70 | 0.0187 | 0.15 | 0.6612 | 1.1652 | 0.45755 | 0.70763
| 4323 | 7 | 29 | 8760 | 205 | 70 | 0.0187 | 0.15 | 0.6612 | 1.1652 | 0.45755 | 0.70763
| 4324 | 7 | 29 | 8760 | 205 | 70 | 0.0187 | 0.15 | 0.6612 | 1.1652 | 0.45755 | 0.70763
| 4325 | 7 | 29 | 8760 | 205 | 70 | 0.0187 | 0.15 | 0.6612 | 1.1652 | 0.45755 | 0.70763
| 4326 | 7 | 29 | 8760 | 205 | 70 | 0.0187 | 0.15 | 0.6612 | 1.1652 | 0.45755 | 0.70763
| 4327 | 7 | 29 | 8760 | 205 | 70 | 0.0187 | 0.15 | 0.6612 | 1.1652 | 0.45755 | 0.70763
| 4328 | 7 | 29 | 8760 | 205 | 70 | 0.0187 | 0.15 | 0.6612 | 1.1652 | 0.45755 | 0.70763
| 4329 | 7 | 29 | 8760 | 205 | 70 | 0.0187 | 0.15 | 0.6612 | 1.1652 | 0.45755 | 0.70763
| 4330 | 7 | 29 | 8760 | 205 | 70 | 0.0187 | 0.15 | 0.6612 | 1.1652 | 0.45755 | 0.70763
| 4331 | 7 | 29 | 8760 | 205 | 70 | 0.0187 | 0.15 | 0.6612 | 1.1652 | 0.45755 | 0.70763
| 4332 | 7 | 29 | 8760 | 205 | 70 | 0.0187 | 0.15 | 0.6612 | 1.1652 | 0.45755 | 0.70763
| 4333 | 7 | 29 | 8760 | 205 | 70 | 0.0187 | 0.15 | 0.6612 | 1.1652 | 0.45755 | 0.70763
| 4334 | 7 | 29 | 8760 | 205 | 70 | 0.0187 | 0.15 | 0.6612 | 1.1652 | 0.45755 | 0.70763
| 4335 | 7 | 29 | 8760 | 205 | 70 | 0.0187 | 0.15 | 0.6612 | 1.1652 | 0.45755 | 0.70763
| 4336 | 7 | 29 | 8760 | 205 | 70 | 0.0187 | 0.15 | 0.6612 | 1.1652 | 0.45755 | 0.70763
| 4337 | 7 | 29 | 8760 | 205 | 70 | 0.0187 | 0.15 | 0.6612 | 1.1652 | 0.45755 | 0.70763
| 4338 | 8 | 29 | 8760 | 280 | 95 | 0.0187 | 0.15 | 0.6612 | 1.5915 | 0.62096 | 0.97051
| 4339 | 8 | 29 | 8760 | 280 | 95 | 0.0187 | 0.15 | 0.6612 | 1.5915 | 0.62096 | 0.97051
| 4340 | 8 | 29 | 8760 | 280 | 95 | 0.0187 | 0.15 | 0.6612 | 1.5915 | 0.62096 | 0.97051
| 4341 | 8 | 29 | 8760 | 280 | 95 | 0.0187 | 0.15 | 0.6612 | 1.5915 | 0.62096 | 0.97051
| 4342 | 8 | 29 | 8760 | 280 | 95 | 0.0187 | 0.15 | 0.6612 | 1.5915 | 0.62096 | 0.97051
| 4343 | 8 | 29 | 8760 | 280 | 95 | 0.0187 | 0.15 | 0.6612 | 1.5915 | 0.62096 | 0.97051
| 4344 | 8 | 29 | 8760 | 280 | 95 | 0.0187 | 0.15 | 0.6612 | 1.5915 | 0.62096 | 0.97051
| 4345 | 8 | 29 | 8760 | 280 | 95 | 0.0187 | 0.15 | 0.6612 | 1.5915 | 0.62096 | 0.97051
| 4346 | 8 | 29 | 8760 | 280 | 95 | 0.0187 | 0.15 | 0.6612 | 1.5915 | 0.62096 | 0.97051
| 4347 | 8 | 29 | 8760 | 280 | 95 | 0.0187 | 0.15 | 0.6612 | 1.5915 | 0.62096 | 0.97051
| 4348 | 8 | 29 | 8760 | 280 | 95 | 0.0187 | 0.15 | 0.6612 | 1.5915 | 0.62096 | 0.97051
| 4349 | 8 | 29 | 8760 | 280 | 95 | 0.0187 | 0.15 | 0.6612 | 1.5915 | 0.62096 | 0.97051
| 4350 | 8 | 29 | 8760 | 280 | 95 | 0.0187 | 0.15 | 0.6612 | 1.5915 | 0.62096 | 0.97051
| 4351 | 8 | 29 | 8760 | 280 | 95 | 0.0187 | 0.15 | 0.6612 | 1.5915 | 0.62096 | 0.97051
| 4352 | 8 | 29 | 8760 | 280 | 95 | 0.0187 | 0.15 | 0.6612 | 1.5915 | 0.62096 | 0.97051
| 4353 | 8 | 29 | 8760 | 280 | 95 | 0.0187 | 0.15 | 0.6612 | 1.5915 | 0.62096 | 0.97051
| 4354 | 8 | 29 | 8760 | 280 | 95 | 0.0187 | 0.15 | 0.6612 | 1.5915 | 0.62096 | 0.97051
| 4355 | 8 | 29 | 8760 | 280 | 95 | 0.0187 | 0.15 | 0.6612 | 1.5915 | 0.62096 | 0.97051
| 4356 | 8 | 29 | 8760 | 280 | 95 | 0.0187 | 0.15 | 0.6612 | 1.5915 | 0.62096 | 0.97051
| 4357 | 8 | 29 | 8760 | 280 | 95 | 0.0187 | 0.15 | 0.6612 | 1.5915 | 0.62096 | 0.97051
| 4358 | 8 | 29 | 8760 | 280 | 95 | 0.0187 | 0.15 | 0.6612 | 1.5915 | 0.62096 | 0.97051
| 4359 | 8 | 29 | 8760 | 280 | 95 | 0.0187 | 0.15 | 0.6612 | 1.5915 | 0.62096 | 0.97051
| 4360 | 8 | 29 | 8760 | 280 | 95 | 0.0187 | 0.15 | 0.6612 | 1.5915 | 0.62096 | 0.97051
| 4361 | 10 | 29 | 8760 | 340 | 125 | 0.0187 | 0.15 | 0.6612 | 1.9325 | 0.81705 | 1.1154
| 4362 | 10 | 29 | 8760 | 340 | 125 | 0.0187 | 0.15 | 0.6612 | 1.9325 | 0.81705 | 1.1154
| 4363 | 10 | 29 | 8760 | 340 | 125 | 0.0187 | 0.15 | 0.6612 | 1.9325 | 0.81705 | 1.1154
| 4364 | 10 | 29 | 8760 | 340 | 125 | 0.0187 | 0.15 | 0.6612 | 1.9325 | 0.81705 | 1.1154
| 4365 | 10 | 29 | 8760 | 340 | 125 | 0.0187 | 0.15 | 0.6612 | 1.9325 | 0.81705 | 1.1154
| 4366 | 10 | 29 | 8760 | 340 | 125 | 0.0187 | 0.15 | 0.6612 | 1.9325 | 0.81705 | 1.1154
| 4367 | 10 | 29 | 8760 | 340 | 125 | 0.0187 | 0.15 | 0.6612 | 1.9325 | 0.81705 | 1.1154
| 4368 | 10 | 29 | 8760 | 340 | 125 | 0.0187 | 0.15 | 0.6612 | 1.9325 | 0.81705 | 1.1154
| 4369 | 10 | 29 | 8760 | 340 | 125 | 0.0187 | 0.15 | 0.6612 | 1.9325 | 0.81705 | 1.1154
| 4370 | 10 | 29 | 8760 | 340 | 125 | 0.0187 | 0.15 | 0.6612 | 1.9325 | 0.81705 | 1.1154
| 4371 | 10 | 29 | 8760 | 340 | 125 | 0.0187 | 0.15 | 0.6612 | 1.9325 | 0.81705 | 1.1154
| 4372 | 10 | 29 | 8760 | 340 | 125 | 0.0187 | 0.15 | 0.6612 | 1.9325 | 0.81705 | 1.1154
| 4373 | 10 | 29 | 8760 | 340 | 125 | 0.0187 | 0.15 | 0.6612 | 1.9325 | 0.81705 | 1.1154
| 4374 | 10 | 29 | 8760 | 340 | 125 | 0.0187 | 0.15 | 0.6612 | 1.9325 | 0.81705 | 1.1154
| 4375 | 10 | 29 | 8760 | 340 | 125 | 0.0187 | 0.15 | 0.6612 | 1.9325 | 0.81705 | 1.1154
| 4376 | 10 | 29 | 8760 | 340 | 125 | 0.0187 | 0.15 | 0.6612 | 1.9325 | 0.81705 | 1.1154
| 4377 | 10 | 29 | 8760 | 340 | 125 | 0.0187 | 0.15 | 0.6612 | 1.9325 | 0.81705 | 1.1154
| 4378 | 10 | 29 | 8760 | 340 | 125 | 0.0187 | 0.15 | 0.6612 | 1.9325 | 0.81705 | 1.1154
| 4379 | 10 | 29 | 8760 | 340 | 125 | 0.0187 | 0.15 | 0.6612 | 1.9325 | 0.81705 | 1.1154
| 4380 | 10 | 29 | 8760 | 340 | 125 | 0.0187 | 0.15 | 0.6612 | 1.9325 | 0.81705 | 1.1154
| 4381 | 10 | 29 | 8760 | 340 | 125 | 0.0187 | 0.15 | 0.6612 | 1.9325 | 0.81705 | 1.1154
| 4382 | 10 | 29 | 8760 | 340 | 125 | 0.0187 | 0.15 | 0.6612 | 1.9325 | 0.81705 | 1.1154
| 4383 | 12 | 29 | 8760 | 433 | 165 | 0.0187 | 0.15 | 0.6612 | 2.4611 | 1.0785 | 1.3826
| 4384 | 12 | 29 | 8760 | 433 | 165 | 0.0187 | 0.15 | 0.6612 | 2.4611 | 1.0785 | 1.3826
| 4385 | 12 | 29 | 8760 | 433 | 165 | 0.0187 | 0.15 | 0.6612 | 2.4611 | 1.0785 | 1.3826
| 4386 | 12 | 29 | 8760 | 433 | 165 | 0.0187 | 0.15 | 0.6612 | 2.4611 | 1.0785 | 1.3826
| 4387 | 12 | 29 | 8760 | 433 | 165 | 0.0187 | 0.15 | 0.6612 | 2.4611 | 1.0785 | 1.3826
| 4388 | 12 | 29 | 8760 | 433 | 165 | 0.0187 | 0.15 | 0.6612 | 2.4611 | 1.0785 | 1.3826
| 4389 | 12 | 29 | 8760 | 433 | 165 | 0.0187 | 0.15 | 0.6612 | 2.4611 | 1.0785 | 1.3826
| 4390 | 17 | 29 | 8760 | 1305 | 490 | 0.0187 | 0.15 | 0.6612 | 7.4174 | 3.2028 | 4.2145
| 4391 | 17 | 29 | 8760 | 1305 | 490 | 0.0187 | 0.15 | 0.6612 | 7.4174 | 3.2028 | 4.2145
| 4392 | 17 | 29 | 8760 | 1305 | 490 | 0.0187 | 0.15 | 0.6612 | 7.4174 | 3.2028 | 4.2145
| 4393 | 17 | 29 | 8760 | 1305 | 490 | 0.0187 | 0.15 | 0.6612 | 7.4174 | 3.2028 | 4.2145
| 4394 | 17 | 29 | 8760 | 1305 | 490 | 0.0187 | 0.15 | 0.6612 | 7.4174 | 3.2028 | 4.2145
| 4395 | 17 | 29 | 8760 | 1305 | 490 | 0.0187 | 0.15 | 0.6612 | 7.4174 | 3.2028 | 4.2145
| 4396 | 17 | 29 | 8760 | 1305 | 490 | 0.0187 | 0.15 | 0.6612 | 7.4174 | 3.2028 | 4.2145
| 4397 | 17 | 29 | 8760 | 1305 | 490 | 0.0187 | 0.15 | 0.6612 | 7.4174 | 3.2028 | 4.2145
| 4398 | 17 | 29 | 8760 | 1305 | 490 | 0.0187 | 0.15 | 0.6612 | 7.4174 | 3.2028 | 4.2145
| 4399 | 17 | 29 | 8760 | 1305 | 490 | 0.0187 | 0.15 | 0.6612 | 7.4174 | 3.2028 | 4.2145
| 4400 | 7 | 30 | 8760 | 205 | 70 | 0.0187 | 0.15 | 0.6612 | 1.1652 | 0.45755 | 0.70763
| 4401 | 7 | 30 | 8760 | 205 | 70 | 0.0187 | 0.15 | 0.6612 | 1.1652 | 0.45755 | 0.70763
| 4402 | 2 | 30 | 8760 | 65 | 22 | 0.0187 | 0.15 | 0.6612 | 0.36945 | 0.1438 | 0.22565
| 4403 | 3 | 30 | 8760 | 92 | 31 | 0.0187 | 0.15 | 0.6612 | 0.52291 | 0.20263 | 0.32028
| 4404 | 3 | 30 | 8760 | 92 | 31 | 0.0187 | 0.15 | 0.6612 | 0.52291 | 0.20263 | 0.32028
| 4405 | 7 | 30 | 8760 | 205 | 70 | 0.0187 | 0.15 | 0.6612 | 1.1652 | 0.45755 | 0.70763
| 4406 | 7 | 30 | 8760 | 205 | 70 | 0.0187 | 0.15 | 0.6612 | 1.1652 | 0.45755 | 0.70763
| 4407 | 7 | 30 | 8760 | 205 | 70 | 0.0187 | 0.15 | 0.6612 | 1.1652 | 0.45755 | 0.70763
| 4408 | 7 | 30 | 8760 | 205 | 70 | 0.0187 | 0.15 | 0.6612 | 1.1652 | 0.45755 | 0.70763
| 4409 | 7 | 30 | 8760 | 205 | 70 | 0.0187 | 0.15 | 0.6612 | 1.1652 | 0.45755 | 0.70763
| 4410 | 7 | 30 | 8760 | 205 | 70 | 0.0187 | 0.15 | 0.6612 | 1.1652 | 0.45755 | 0.70763
| 4411 | 7 | 30 | 8760 | 205 | 70 | 0.0187 | 0.15 | 0.6612 | 1.1652 | 0.45755 | 0.70763
| 4412 | 7 | 30 | 8760 | 205 | 70 | 0.0187 | 0.15 | 0.6612 | 1.1652 | 0.45755 | 0.70763
| 4413 | 7 | 30 | 8760 | 205 | 70 | 0.0187 | 0.15 | 0.6612 | 1.1652 | 0.45755 | 0.70763
| 4414 | 7 | 30 | 8760 | 205 | 70 | 0.0187 | 0.15 | 0.6612 | 1.1652 | 0.45755 | 0.70763
| 4415 | 7 | 30 | 8760 | 205 | 70 | 0.0187 | 0.15 | 0.6612 | 1.1652 | 0.45755 | 0.70763
| 4416 | 7 | 30 | 8760 | 205 | 70 | 0.0187 | 0.15 | 0.6612 | 1.1652 | 0.45755 | 0.70763
| 4417 | 7 | 30 | 8760 | 205 | 70 | 0.0187 | 0.15 | 0.6612 | 1.1652 | 0.45755 | 0.70763
| 4418 | 7 | 30 | 8760 | 205 | 70 | 0.0187 | 0.15 | 0.6612 | 1.1652 | 0.45755 | 0.70763
| 4419 | 7 | 30 | 8760 | 205 | 70 | 0.0187 | 0.15 | 0.6612 | 1.1652 | 0.45755 | 0.70763
| 4420 | 7 | 30 | 8760 | 205 | 70 | 0.0187 | 0.15 | 0.6612 | 1.1652 | 0.45755 | 0.70763
| 4421 | 7 | 30 | 8760 | 205 | 70 | 0.0187 | 0.15 | 0.6612 | 1.1652 | 0.45755 | 0.70763
| 4422 | 7 | 30 | 8760 | 205 | 70 | 0.0187 | 0.15 | 0.6612 | 1.1652 | 0.45755 | 0.70763
| 4423 | 8 | 30 | 8760 | 280 | 95 | 0.0187 | 0.15 | 0.6612 | 1.5915 | 0.62096 | 0.97051
| 4424 | 10 | 30 | 8760 | 340 | 125 | 0.0187 | 0.15 | 0.6612 | 1.9325 | 0.81705 | 1.1154
| 4425 | 10 | 30 | 8760 | 340 | 125 | 0.0187 | 0.15 | 0.6612 | 1.9325 | 0.81705 | 1.1154
| 4426 | 10 | 31 | 8760 | 340 | 125 | 0.0187 | 0.15 | 0.6612 | 1.9325 | 0.81705 | 1.1154
| 4427 | 10 | 31 | 8760 | 340 | 125 | 0.0187 | 0.15 | 0.6612 | 1.9325 | 0.81705 | 1.1154
| 4428 | 10 | 31 | 8760 | 340 | 125 | 0.0187 | 0.15 | 0.6612 | 1.9325 | 0.81705 | 1.1154
| 4429 | 12 | 31 | 8760 | 433 | 165 | 0.0187 | 0.15 | 0.6612 | 2.4611 | 1.0785 | 1.3826
| 4430 | 7 | 31 | 8760 | 205 | 70 | 0.0187 | 0.15 | 0.6612 | 1.1652 | 0.45755 | 0.70763
| 4431 | 7 | 31 | 8760 | 205 | 70 | 0.0187 | 0.15 | 0.6612 | 1.1652 | 0.45755 | 0.70763
| 4432 | 7 | 31 | 8760 | 205 | 70 | 0.0187 | 0.15 | 0.6612 | 1.1652 | 0.45755 | 0.70763
| 4433 | 7 | 31 | 8760 | 205 | 70 | 0.0187 | 0.15 | 0.6612 | 1.1652 | 0.45755 | 0.70763
| 4434 | 7 | 31 | 8760 | 205 | 70 | 0.0187 | 0.15 | 0.6612 | 1.1652 | 0.45755 | 0.70763
| 4435 | 7 | 31 | 8760 | 205 | 70 | 0.0187 | 0.15 | 0.6612 | 1.1652 | 0.45755 | 0.70763
| 4436 | 7 | 31 | 8760 | 205 | 70 | 0.0187 | 0.15 | 0.6612 | 1.1652 | 0.45755 | 0.70763
| 4437 | 7 | 31 | 8760 | 205 | 70 | 0.0187 | 0.15 | 0.6612 | 1.1652 | 0.45755 | 0.70763
| 4438 | 7 | 31 | 8760 | 205 | 70 | 0.0187 | 0.15 | 0.6612 | 1.1652 | 0.45755 | 0.70763
| 4439 | 7 | 31 | 8760 | 205 | 70 | 0.0187 | 0.15 | 0.6612 | 1.1652 | 0.45755 | 0.70763
| 4440 | 7 | 31 | 8760 | 205 | 70 | 0.0187 | 0.15 | 0.6612 | 1.1652 | 0.45755 | 0.70763
| 4441 | 7 | 31 | 8760 | 205 | 70 | 0.0187 | 0.15 | 0.6612 | 1.1652 | 0.45755 | 0.70763
| 4442 | 7 | 31 | 8760 | 205 | 70 | 0.0187 | 0.15 | 0.6612 | 1.1652 | 0.45755 | 0.70763
| 4443 | 7 | 31 | 8760 | 205 | 70 | 0.0187 | 0.15 | 0.6612 | 1.1652 | 0.45755 | 0.70763
| 4444 | 7 | 31 | 8760 | 205 | 70 | 0.0187 | 0.15 | 0.6612 | 1.1652 | 0.45755 | 0.70763
| 4445 | 7 | 31 | 8760 | 205 | 70 | 0.0187 | 0.15 | 0.6612 | 1.1652 | 0.45755 | 0.70763
| 4446 | 7 | 31 | 8760 | 205 | 70 | 0.0187 | 0.15 | 0.6612 | 1.1652 | 0.45755 | 0.70763
| 4447 | 7 | 31 | 8760 | 205 | 70 | 0.0187 | 0.15 | 0.6612 | 1.1652 | 0.45755 | 0.70763
| 4448 | 7 | 31 | 8760 | 205 | 70 | 0.0187 | 0.15 | 0.6612 | 1.1652 | 0.45755 | 0.70763
| 4449 | 7 | 31 | 8760 | 205 | 70 | 0.0187 | 0.15 | 0.6612 | 1.1652 | 0.45755 | 0.70763
| 4450 | 7 | 31 | 8760 | 205 | 70 | 0.0187 | 0.15 | 0.6612 | 1.1652 | 0.45755 | 0.70763
| 4451 | 7 | 31 | 8760 | 205 | 70 | 0.0187 | 0.15 | 0.6612 | 1.1652 | 0.45755 | 0.70763
| 4452 | 7 | 31 | 8760 | 205 | 70 | 0.0187 | 0.15 | 0.6612 | 1.1652 | 0.45755 | 0.70763
| 4453 | 7 | 31 | 8760 | 205 | 70 | 0.0187 | 0.15 | 0.6612 | 1.1652 | 0.45755 | 0.70763
| 4454 | 7 | 31 | 8760 | 205 | 70 | 0.0187 | 0.15 | 0.6612 | 1.1652 | 0.45755 | 0.70763
| 4455 | 7 | 31 | 8760 | 205 | 70 | 0.0187 | 0.15 | 0.6612 | 1.1652 | 0.45755 | 0.70763
| 4456 | 8 | 31 | 8760 | 280 | 95 | 0.0187 | 0.15 | 0.6612 | 1.5915 | 0.62096 | 0.97051
| 4457 | 8 | 31 | 8760 | 280 | 95 | 0.0187 | 0.15 | 0.6612 | 1.5915 | 0.62096 | 0.97051
| 4458 | 8 | 31 | 8760 | 280 | 95 | 0.0187 | 0.15 | 0.6612 | 1.5915 | 0.62096 | 0.97051
| 4459 | 8 | 31 | 8760 | 280 | 95 | 0.0187 | 0.15 | 0.6612 | 1.5915 | 0.62096 | 0.97051
| 4460 | 8 | 31 | 8760 | 280 | 95 | 0.0187 | 0.15 | 0.6612 | 1.5915 | 0.62096 | 0.97051
| 4461 | 8 | 31 | 8760 | 280 | 95 | 0.0187 | 0.15 | 0.6612 | 1.5915 | 0.62096 | 0.97051
| 4462 | 8 | 31 | 8760 | 280 | 95 | 0.0187 | 0.15 | 0.6612 | 1.5915 | 0.62096 | 0.97051
| 4463 | 8 | 31 | 8760 | 280 | 95 | 0.0187 | 0.15 | 0.6612 | 1.5915 | 0.62096 | 0.97051
| 4464 | 8 | 31 | 8760 | 280 | 95 | 0.0187 | 0.15 | 0.6612 | 1.5915 | 0.62096 | 0.97051
| 4465 | 10 | 31 | 8760 | 340 | 125 | 0.0187 | 0.15 | 0.6612 | 1.9325 | 0.81705 | 1.1154
| 4466 | 10 | 31 | 8760 | 340 | 125 | 0.0187 | 0.15 | 0.6612 | 1.9325 | 0.81705 | 1.1154
| 4467 | 10 | 31 | 8760 | 340 | 125 | 0.0187 | 0.15 | 0.6612 | 1.9325 | 0.81705 | 1.1154
| 4468 | 10 | 31 | 8760 | 340 | 125 | 0.0187 | 0.15 | 0.6612 | 1.9325 | 0.81705 | 1.1154
| 4469 | 10 | 31 | 8760 | 340 | 125 | 0.0187 | 0.15 | 0.6612 | 1.9325 | 0.81705 | 1.1154
| 4470 | 10 | 31 | 8760 | 340 | 125 | 0.0187 | 0.15 | 0.6612 | 1.9325 | 0.81705 | 1.1154
| 4471 | 10 | 31 | 8760 | 340 | 125 | 0.0187 | 0.15 | 0.6612 | 1.9325 | 0.81705 | 1.1154
| 4472 | 10 | 31 | 8760 | 340 | 125 | 0.0187 | 0.15 | 0.6612 | 1.9325 | 0.81705 | 1.1154
| 4473 | 10 | 31 | 8760 | 340 | 125 | 0.0187 | 0.15 | 0.6612 | 1.9325 | 0.81705 | 1.1154
| 4474 | 10 | 31 | 8760 | 340 | 125 | 0.0187 | 0.15 | 0.6612 | 1.9325 | 0.81705 | 1.1154
| 4475 | 10 | 31 | 8760 | 340 | 125 | 0.0187 | 0.15 | 0.6612 | 1.9325 | 0.81705 | 1.1154
| 4476 | 10 | 31 | 8760 | 340 | 125 | 0.0187 | 0.15 | 0.6612 | 1.9325 | 0.81705 | 1.1154
| 4477 | 10 | 31 | 8760 | 340 | 125 | 0.0187 | 0.15 | 0.6612 | 1.9325 | 0.81705 | 1.1154
| 4478 | 12 | 31 | 8760 | 433 | 165 | 0.0187 | 0.15 | 0.6612 | 2.4611 | 1.0785 | 1.3826
| 4479 | 12 | 31 | 8760 | 433 | 165 | 0.0187 | 0.15 | 0.6612 | 2.4611 | 1.0785 | 1.3826
| 4480 | 12 | 31 | 8760 | 433 | 165 | 0.0187 | 0.15 | 0.6612 | 2.4611 | 1.0785 | 1.3826
| 4481 | 8 | 32 | 8760 | 280 | 95 | 0.0187 | 0.15 | 0.6612 | 1.5915 | 0.62096 | 0.97051
| 4482 | 8 | 32 | 8760 | 280 | 95 | 0.0187 | 0.15 | 0.6612 | 1.5915 | 0.62096 | 0.97051
| 4483 | 8 | 32 | 8760 | 280 | 95 | 0.0187 | 0.15 | 0.6612 | 1.5915 | 0.62096 | 0.97051
| 4484 | 8 | 32 | 8760 | 280 | 95 | 0.0187 | 0.15 | 0.6612 | 1.5915 | 0.62096 | 0.97051
| 4485 | 8 | 32 | 8760 | 280 | 95 | 0.0187 | 0.15 | 0.6612 | 1.5915 | 0.62096 | 0.97051
| 4486 | 8 | 32 | 8760 | 280 | 95 | 0.0187 | 0.15 | 0.6612 | 1.5915 | 0.62096 | 0.97051
| 4487 | 10 | 32 | 8760 | 340 | 125 | 0.0187 | 0.15 | 0.6612 | 1.9325 | 0.81705 | 1.1154
| 4488 | 10 | 32 | 8760 | 340 | 125 | 0.0187 | 0.15 | 0.6612 | 1.9325 | 0.81705 | 1.1154
| 4489 | 10 | 32 | 8760 | 340 | 125 | 0.0187 | 0.15 | 0.6612 | 1.9325 | 0.81705 | 1.1154
| 4490 | 10 | 32 | 8760 | 340 | 125 | 0.0187 | 0.15 | 0.6612 | 1.9325 | 0.81705 | 1.1154
| 4491 | 10 | 32 | 8760 | 340 | 125 | 0.0187 | 0.15 | 0.6612 | 1.9325 | 0.81705 | 1.1154
| 4492 | 3 | 32 | 8760 | 92 | 31 | 0.0187 | 0.15 | 0.6612 | 0.52291 | 0.20263 | 0.32028
| 4493 | 3 | 32 | 8760 | 92 | 31 | 0.0187 | 0.15 | 0.6612 | 0.52291 | 0.20263 | 0.32028
| 4494 | 3 | 32 | 8760 | 92 | 31 | 0.0187 | 0.15 | 0.6612 | 0.52291 | 0.20263 | 0.32028
| 4495 | 3 | 32 | 8760 | 92 | 31 | 0.0187 | 0.15 | 0.6612 | 0.52291 | 0.20263 | 0.32028
| 4496 | 7 | 32 | 8760 | 205 | 70 | 0.0187 | 0.15 | 0.6612 | 1.1652 | 0.45755 | 0.70763
| 4497 | 7 | 32 | 8760 | 205 | 70 | 0.0187 | 0.15 | 0.6612 | 1.1652 | 0.45755 | 0.70763
| 4498 | 7 | 32 | 8760 | 205 | 70 | 0.0187 | 0.15 | 0.6612 | 1.1652 | 0.45755 | 0.70763
| 4499 | 7 | 32 | 8760 | 205 | 70 | 0.0187 | 0.15 | 0.6612 | 1.1652 | 0.45755 | 0.70763
| 4500 | 7 | 32 | 8760 | 205 | 70 | 0.0187 | 0.15 | 0.6612 | 1.1652 | 0.45755 | 0.70763
| 4501 | 7 | 32 | 8760 | 205 | 70 | 0.0187 | 0.15 | 0.6612 | 1.1652 | 0.45755 | 0.70763
| 4502 | 7 | 32 | 8760 | 205 | 70 | 0.0187 | 0.15 | 0.6612 | 1.1652 | 0.45755 | 0.70763
| 4503 | 7 | 32 | 8760 | 205 | 70 | 0.0187 | 0.15 | 0.6612 | 1.1652 | 0.45755 | 0.70763
| 4504 | 7 | 32 | 8760 | 205 | 70 | 0.0187 | 0.15 | 0.6612 | 1.1652 | 0.45755 | 0.70763
| 4505 | 7 | 32 | 8760 | 205 | 70 | 0.0187 | 0.15 | 0.6612 | 1.1652 | 0.45755 | 0.70763
| 4506 | 7 | 32 | 8760 | 205 | 70 | 0.0187 | 0.15 | 0.6612 | 1.1652 | 0.45755 | 0.70763
| 4507 | 7 | 32 | 8760 | 205 | 70 | 0.0187 | 0.15 | 0.6612 | 1.1652 | 0.45755 | 0.70763
| 4508 | 7 | 32 | 8760 | 205 | 70 | 0.0187 | 0.15 | 0.6612 | 1.1652 | 0.45755 | 0.70763
| 4509 | 8 | 32 | 8760 | 280 | 95 | 0.0187 | 0.15 | 0.6612 | 1.5915 | 0.62096 | 0.97051
| 4510 | 8 | 32 | 8760 | 280 | 95 | 0.0187 | 0.15 | 0.6612 | 1.5915 | 0.62096 | 0.97051
| 4511 | 8 | 32 | 8760 | 280 | 95 | 0.0187 | 0.15 | 0.6612 | 1.5915 | 0.62096 | 0.97051
| 4512 | 8 | 32 | 8760 | 280 | 95 | 0.0187 | 0.15 | 0.6612 | 1.5915 | 0.62096 | 0.97051
| 4513 | 8 | 32 | 8760 | 280 | 95 | 0.0187 | 0.15 | 0.6612 | 1.5915 | 0.62096 | 0.97051
| 4514 | 8 | 32 | 8760 | 280 | 95 | 0.0187 | 0.15 | 0.6612 | 1.5915 | 0.62096 | 0.97051
| 4515 | 8 | 32 | 8760 | 280 | 95 | 0.0187 | 0.15 | 0.6612 | 1.5915 | 0.62096 | 0.97051
| 4516 | 8 | 32 | 8760 | 280 | 95 | 0.0187 | 0.15 | 0.6612 | 1.5915 | 0.62096 | 0.97051
| 4517 | 8 | 32 | 8760 | 280 | 95 | 0.0187 | 0.15 | 0.6612 | 1.5915 | 0.62096 | 0.97051
| 4518 | 8 | 32 | 8760 | 280 | 95 | 0.0187 | 0.15 | 0.6612 | 1.5915 | 0.62096 | 0.97051
| 4519 | 8 | 32 | 8760 | 280 | 95 | 0.0187 | 0.15 | 0.6612 | 1.5915 | 0.62096 | 0.97051
| 4520 | 8 | 32 | 8760 | 280 | 95 | 0.0187 | 0.15 | 0.6612 | 1.5915 | 0.62096 | 0.97051
| 4521 | 8 | 32 | 8760 | 280 | 95 | 0.0187 | 0.15 | 0.6612 | 1.5915 | 0.62096 | 0.97051
| 4522 | 8 | 32 | 8760 | 280 | 95 | 0.0187 | 0.15 | 0.6612 | 1.5915 | 0.62096 | 0.97051
| 4523 | 8 | 32 | 8760 | 280 | 95 | 0.0187 | 0.15 | 0.6612 | 1.5915 | 0.62096 | 0.97051
| 4524 | 8 | 32 | 8760 | 280 | 95 | 0.0187 | 0.15 | 0.6612 | 1.5915 | 0.62096 | 0.97051
| 4525 | 8 | 32 | 8760 | 280 | 95 | 0.0187 | 0.15 | 0.6612 | 1.5915 | 0.62096 | 0.97051
| 4526 | 8 | 32 | 8760 | 280 | 95 | 0.0187 | 0.15 | 0.6612 | 1.5915 | 0.62096 | 0.97051
| 4527 | 8 | 32 | 8760 | 280 | 95 | 0.0187 | 0.15 | 0.6612 | 1.5915 | 0.62096 | 0.97051
| 4528 | 8 | 32 | 8760 | 280 | 95 | 0.0187 | 0.15 | 0.6612 | 1.5915 | 0.62096 | 0.97051
| 4529 | 8 | 32 | 8760 | 280 | 95 | 0.0187 | 0.15 | 0.6612 | 1.5915 | 0.62096 | 0.97051
| 4530 | 8 | 32 | 8760 | 280 | 95 | 0.0187 | 0.15 | 0.6612 | 1.5915 | 0.62096 | 0.97051
| 4531 | 8 | 32 | 8760 | 280 | 95 | 0.0187 | 0.15 | 0.6612 | 1.5915 | 0.62096 | 0.97051
| 4532 | 10 | 32 | 8760 | 340 | 125 | 0.0187 | 0.15 | 0.6612 | 1.9325 | 0.81705 | 1.1154
| 4533 | 10 | 32 | 8760 | 340 | 125 | 0.0187 | 0.15 | 0.6612 | 1.9325 | 0.81705 | 1.1154
| 4534 | 10 | 32 | 8760 | 340 | 125 | 0.0187 | 0.15 | 0.6612 | 1.9325 | 0.81705 | 1.1154
| 4535 | 10 | 32 | 8760 | 340 | 125 | 0.0187 | 0.15 | 0.6612 | 1.9325 | 0.81705 | 1.1154
| 4536 | 10 | 32 | 8760 | 340 | 125 | 0.0187 | 0.15 | 0.6612 | 1.9325 | 0.81705 | 1.1154
| 4537 | 10 | 32 | 8760 | 340 | 125 | 0.0187 | 0.15 | 0.6612 | 1.9325 | 0.81705 | 1.1154
| 4538 | 10 | 32 | 8760 | 340 | 125 | 0.0187 | 0.15 | 0.6612 | 1.9325 | 0.81705 | 1.1154
| 4539 | 10 | 32 | 8760 | 340 | 125 | 0.0187 | 0.15 | 0.6612 | 1.9325 | 0.81705 | 1.1154
| 4540 | 10 | 32 | 8760 | 340 | 125 | 0.0187 | 0.15 | 0.6612 | 1.9325 | 0.81705 | 1.1154
| 4541 | 10 | 32 | 8760 | 340 | 125 | 0.0187 | 0.15 | 0.6612 | 1.9325 | 0.81705 | 1.1154
| 4542 | 10 | 32 | 8760 | 340 | 125 | 0.0187 | 0.15 | 0.6612 | 1.9325 | 0.81705 | 1.1154
| 4543 | 10 | 32 | 8760 | 340 | 125 | 0.0187 | 0.15 | 0.6612 | 1.9325 | 0.81705 | 1.1154
| 4544 | 10 | 32 | 8760 | 340 | 125 | 0.0187 | 0.15 | 0.6612 | 1.9325 | 0.81705 | 1.1154
| 4545 | 10 | 32 | 8760 | 340 | 125 | 0.0187 | 0.15 | 0.6612 | 1.9325 | 0.81705 | 1.1154
| 4546 | 10 | 32 | 8760 | 340 | 125 | 0.0187 | 0.15 | 0.6612 | 1.9325 | 0.81705 | 1.1154
| 4547 | 10 | 32 | 8760 | 340 | 125 | 0.0187 | 0.15 | 0.6612 | 1.9325 | 0.81705 | 1.1154
| 4548 | 11 | 32 | 8760 | 390 | 145 | 0.0187 | 0.15 | 0.6612 | 2.2167 | 0.94777 | 1.2689
| 4549 | 11 | 32 | 8760 | 390 | 145 | 0.0187 | 0.15 | 0.6612 | 2.2167 | 0.94777 | 1.2689
| 4550 | 11 | 32 | 8760 | 390 | 145 | 0.0187 | 0.15 | 0.6612 | 2.2167 | 0.94777 | 1.2689
| 4551 | 11 | 32 | 8760 | 390 | 145 | 0.0187 | 0.15 | 0.6612 | 2.2167 | 0.94777 | 1.2689
| 4552 | 11 | 32 | 8760 | 390 | 145 | 0.0187 | 0.15 | 0.6612 | 2.2167 | 0.94777 | 1.2689
| 4553 | 11 | 32 | 8760 | 390 | 145 | 0.0187 | 0.15 | 0.6612 | 2.2167 | 0.94777 | 1.2689
| 4554 | 11 | 32 | 8760 | 390 | 145 | 0.0187 | 0.15 | 0.6612 | 2.2167 | 0.94777 | 1.2689
| 4555 | 11 | 32 | 8760 | 390 | 145 | 0.0187 | 0.15 | 0.6612 | 2.2167 | 0.94777 | 1.2689
| 4556 | 11 | 32 | 8760 | 390 | 145 | 0.0187 | 0.15 | 0.6612 | 2.2167 | 0.94777 | 1.2689
| 4557 | 12 | 32 | 8760 | 433 | 165 | 0.0187 | 0.15 | 0.6612 | 2.4611 | 1.0785 | 1.3826
| 4558 | 12 | 32 | 8760 | 433 | 165 | 0.0187 | 0.15 | 0.6612 | 2.4611 | 1.0785 | 1.3826
| 4559 | 12 | 32 | 8760 | 433 | 165 | 0.0187 | 0.15 | 0.6612 | 2.4611 | 1.0785 | 1.3826
| 4560 | 9 | 34 | 8760 | 315 | 108 | 0.0187 | 0.15 | 0.6612 | 1.7904 | 0.70593 | 1.0845
| 4561 | 11 | 34 | 8760 | 390 | 145 | 0.0187 | 0.15 | 0.6612 | 2.2167 | 0.94777 | 1.2689
| 4562 | 11 | 34 | 8760 | 390 | 145 | 0.0187 | 0.15 | 0.6612 | 2.2167 | 0.94777 | 1.2689
| 4563 | 13 | 34 | 8760 | 580 | 220 | 0.0187 | 0.15 | 0.6612 | 3.2966 | 1.438 | 1.8586
| 4564 | 13 | 34 | 8760 | 580 | 220 | 0.0187 | 0.15 | 0.6612 | 3.2966 | 1.438 | 1.8586
| 4565 | 7 | 34 | 8760 | 205 | 70 | 0.0187 | 0.15 | 0.6612 | 1.1652 | 0.45755 | 0.70763
| 4566 | 7 | 34 | 8760 | 205 | 70 | 0.0187 | 0.15 | 0.6612 | 1.1652 | 0.45755 | 0.70763
| 4567 | 7 | 34 | 8760 | 205 | 70 | 0.0187 | 0.15 | 0.6612 | 1.1652 | 0.45755 | 0.70763
| 4568 | 7 | 34 | 8760 | 205 | 70 | 0.0187 | 0.15 | 0.6612 | 1.1652 | 0.45755 | 0.70763
| 4569 | 7 | 34 | 8760 | 205 | 70 | 0.0187 | 0.15 | 0.6612 | 1.1652 | 0.45755 | 0.70763
| 4570 | 7 | 34 | 8760 | 205 | 70 | 0.0187 | 0.15 | 0.6612 | 1.1652 | 0.45755 | 0.70763
| 4571 | 7 | 34 | 8760 | 205 | 70 | 0.0187 | 0.15 | 0.6612 | 1.1652 | 0.45755 | 0.70763
| 4572 | 7 | 34 | 8760 | 205 | 70 | 0.0187 | 0.15 | 0.6612 | 1.1652 | 0.45755 | 0.70763
| 4573 | 7 | 34 | 8760 | 205 | 70 | 0.0187 | 0.15 | 0.6612 | 1.1652 | 0.45755 | 0.70763
| 4574 | 7 | 34 | 8760 | 205 | 70 | 0.0187 | 0.15 | 0.6612 | 1.1652 | 0.45755 | 0.70763
| 4575 | 7 | 34 | 8760 | 205 | 70 | 0.0187 | 0.15 | 0.6612 | 1.1652 | 0.45755 | 0.70763
| 4576 | 7 | 34 | 8760 | 205 | 70 | 0.0187 | 0.15 | 0.6612 | 1.1652 | 0.45755 | 0.70763
| 4577 | 7 | 34 | 8760 | 205 | 70 | 0.0187 | 0.15 | 0.6612 | 1.1652 | 0.45755 | 0.70763
| 4578 | 7 | 34 | 8760 | 205 | 70 | 0.0187 | 0.15 | 0.6612 | 1.1652 | 0.45755 | 0.70763
| 4579 | 7 | 34 | 8760 | 205 | 70 | 0.0187 | 0.15 | 0.6612 | 1.1652 | 0.45755 | 0.70763
| 4580 | 7 | 34 | 8760 | 205 | 70 | 0.0187 | 0.15 | 0.6612 | 1.1652 | 0.45755 | 0.70763
| 4581 | 7 | 34 | 8760 | 205 | 70 | 0.0187 | 0.15 | 0.6612 | 1.1652 | 0.45755 | 0.70763
| 4582 | 7 | 34 | 8760 | 205 | 70 | 0.0187 | 0.15 | 0.6612 | 1.1652 | 0.45755 | 0.70763
| 4583 | 7 | 34 | 8760 | 205 | 70 | 0.0187 | 0.15 | 0.6612 | 1.1652 | 0.45755 | 0.70763
| 4584 | 7 | 34 | 8760 | 205 | 70 | 0.0187 | 0.15 | 0.6612 | 1.1652 | 0.45755 | 0.70763
| 4585 | 7 | 34 | 8760 | 205 | 70 | 0.0187 | 0.15 | 0.6612 | 1.1652 | 0.45755 | 0.70763
| 4586 | 7 | 34 | 8760 | 205 | 70 | 0.0187 | 0.15 | 0.6612 | 1.1652 | 0.45755 | 0.70763
| 4587 | 7 | 34 | 8760 | 205 | 70 | 0.0187 | 0.15 | 0.6612 | 1.1652 | 0.45755 | 0.70763
| 4588 | 7 | 34 | 8760 | 205 | 70 | 0.0187 | 0.15 | 0.6612 | 1.1652 | 0.45755 | 0.70763
| 4589 | 7 | 34 | 8760 | 205 | 70 | 0.0187 | 0.15 | 0.6612 | 1.1652 | 0.45755 | 0.70763
| 4590 | 7 | 34 | 8760 | 205 | 70 | 0.0187 | 0.15 | 0.6612 | 1.1652 | 0.45755 | 0.70763
| 4591 | 7 | 34 | 8760 | 205 | 70 | 0.0187 | 0.15 | 0.6612 | 1.1652 | 0.45755 | 0.70763
| 4592 | 7 | 34 | 8760 | 205 | 70 | 0.0187 | 0.15 | 0.6612 | 1.1652 | 0.45755 | 0.70763
| 4593 | 7 | 34 | 8760 | 205 | 70 | 0.0187 | 0.15 | 0.6612 | 1.1652 | 0.45755 | 0.70763
| 4594 | 7 | 34 | 8760 | 205 | 70 | 0.0187 | 0.15 | 0.6612 | 1.1652 | 0.45755 | 0.70763
| 4595 | 7 | 34 | 8760 | 205 | 70 | 0.0187 | 0.15 | 0.6612 | 1.1652 | 0.45755 | 0.70763
| 4596 | 7 | 34 | 8760 | 205 | 70 | 0.0187 | 0.15 | 0.6612 | 1.1652 | 0.45755 | 0.70763
| 4597 | 7 | 34 | 8760 | 205 | 70 | 0.0187 | 0.15 | 0.6612 | 1.1652 | 0.45755 | 0.70763
| 4598 | 7 | 34 | 8760 | 205 | 70 | 0.0187 | 0.15 | 0.6612 | 1.1652 | 0.45755 | 0.70763
| 4599 | 8 | 34 | 8760 | 280 | 95 | 0.0187 | 0.15 | 0.6612 | 1.5915 | 0.62096 | 0.97051
| 4600 | 8 | 34 | 8760 | 280 | 95 | 0.0187 | 0.15 | 0.6612 | 1.5915 | 0.62096 | 0.97051
| 4601 | 8 | 34 | 8760 | 280 | 95 | 0.0187 | 0.15 | 0.6612 | 1.5915 | 0.62096 | 0.97051
| 4602 | 8 | 34 | 8760 | 280 | 95 | 0.0187 | 0.15 | 0.6612 | 1.5915 | 0.62096 | 0.97051
| 4603 | 8 | 34 | 8760 | 280 | 95 | 0.0187 | 0.15 | 0.6612 | 1.5915 | 0.62096 | 0.97051
| 4604 | 8 | 34 | 8760 | 280 | 95 | 0.0187 | 0.15 | 0.6612 | 1.5915 | 0.62096 | 0.97051
| 4605 | 8 | 34 | 8760 | 280 | 95 | 0.0187 | 0.15 | 0.6612 | 1.5915 | 0.62096 | 0.97051
| 4606 | 8 | 34 | 8760 | 280 | 95 | 0.0187 | 0.15 | 0.6612 | 1.5915 | 0.62096 | 0.97051
| 4607 | 8 | 34 | 8760 | 280 | 95 | 0.0187 | 0.15 | 0.6612 | 1.5915 | 0.62096 | 0.97051
| 4608 | 8 | 34 | 8760 | 280 | 95 | 0.0187 | 0.15 | 0.6612 | 1.5915 | 0.62096 | 0.97051
| 4609 | 8 | 34 | 8760 | 280 | 95 | 0.0187 | 0.15 | 0.6612 | 1.5915 | 0.62096 | 0.97051
| 4610 | 9 | 34 | 8760 | 315 | 108 | 0.0187 | 0.15 | 0.6612 | 1.7904 | 0.70593 | 1.0845
| 4611 | 9 | 34 | 8760 | 315 | 108 | 0.0187 | 0.15 | 0.6612 | 1.7904 | 0.70593 | 1.0845
| 4612 | 9 | 34 | 8760 | 315 | 108 | 0.0187 | 0.15 | 0.6612 | 1.7904 | 0.70593 | 1.0845
| 4613 | 9 | 34 | 8760 | 315 | 108 | 0.0187 | 0.15 | 0.6612 | 1.7904 | 0.70593 | 1.0845
| 4614 | 9 | 34 | 8760 | 315 | 108 | 0.0187 | 0.15 | 0.6612 | 1.7904 | 0.70593 | 1.0845
| 4615 | 10 | 34 | 8760 | 340 | 125 | 0.0187 | 0.15 | 0.6612 | 1.9325 | 0.81705 | 1.1154
| 4616 | 10 | 34 | 8760 | 340 | 125 | 0.0187 | 0.15 | 0.6612 | 1.9325 | 0.81705 | 1.1154
| 4617 | 10 | 34 | 8760 | 340 | 125 | 0.0187 | 0.15 | 0.6612 | 1.9325 | 0.81705 | 1.1154
| 4618 | 10 | 34 | 8760 | 340 | 125 | 0.0187 | 0.15 | 0.6612 | 1.9325 | 0.81705 | 1.1154
| 4619 | 10 | 34 | 8760 | 340 | 125 | 0.0187 | 0.15 | 0.6612 | 1.9325 | 0.81705 | 1.1154
| 4620 | 10 | 34 | 8760 | 340 | 125 | 0.0187 | 0.15 | 0.6612 | 1.9325 | 0.81705 | 1.1154
| 4621 | 10 | 34 | 8760 | 340 | 125 | 0.0187 | 0.15 | 0.6612 | 1.9325 | 0.81705 | 1.1154
| 4622 | 10 | 34 | 8760 | 340 | 125 | 0.0187 | 0.15 | 0.6612 | 1.9325 | 0.81705 | 1.1154
| 4623 | 10 | 34 | 8760 | 340 | 125 | 0.0187 | 0.15 | 0.6612 | 1.9325 | 0.81705 | 1.1154
| 4624 | 10 | 34 | 8760 | 340 | 125 | 0.0187 | 0.15 | 0.6612 | 1.9325 | 0.81705 | 1.1154
| 4625 | 10 | 34 | 8760 | 340 | 125 | 0.0187 | 0.15 | 0.6612 | 1.9325 | 0.81705 | 1.1154
| 4626 | 10 | 34 | 8760 | 340 | 125 | 0.0187 | 0.15 | 0.6612 | 1.9325 | 0.81705 | 1.1154
| 4627 | 10 | 34 | 8760 | 340 | 125 | 0.0187 | 0.15 | 0.6612 | 1.9325 | 0.81705 | 1.1154
| 4628 | 10 | 34 | 8760 | 340 | 125 | 0.0187 | 0.15 | 0.6612 | 1.9325 | 0.81705 | 1.1154
| 4629 | 10 | 34 | 8760 | 340 | 125 | 0.0187 | 0.15 | 0.6612 | 1.9325 | 0.81705 | 1.1154
| 4630 | 10 | 34 | 8760 | 340 | 125 | 0.0187 | 0.15 | 0.6612 | 1.9325 | 0.81705 | 1.1154
| 4631 | 10 | 34 | 8760 | 340 | 125 | 0.0187 | 0.15 | 0.6612 | 1.9325 | 0.81705 | 1.1154
| 4632 | 10 | 34 | 8760 | 340 | 125 | 0.0187 | 0.15 | 0.6612 | 1.9325 | 0.81705 | 1.1154
| 4633 | 10 | 34 | 8760 | 340 | 125 | 0.0187 | 0.15 | 0.6612 | 1.9325 | 0.81705 | 1.1154
| 4634 | 10 | 34 | 8760 | 340 | 125 | 0.0187 | 0.15 | 0.6612 | 1.9325 | 0.81705 | 1.1154
| 4635 | 10 | 34 | 8760 | 340 | 125 | 0.0187 | 0.15 | 0.6612 | 1.9325 | 0.81705 | 1.1154
| 4636 | 10 | 34 | 8760 | 340 | 125 | 0.0187 | 0.15 | 0.6612 | 1.9325 | 0.81705 | 1.1154
| 4637 | 10 | 34 | 8760 | 340 | 125 | 0.0187 | 0.15 | 0.6612 | 1.9325 | 0.81705 | 1.1154
| 4638 | 10 | 34 | 8760 | 340 | 125 | 0.0187 | 0.15 | 0.6612 | 1.9325 | 0.81705 | 1.1154
| 4639 | 10 | 34 | 8760 | 340 | 125 | 0.0187 | 0.15 | 0.6612 | 1.9325 | 0.81705 | 1.1154
| 4640 | 10 | 34 | 8760 | 340 | 125 | 0.0187 | 0.15 | 0.6612 | 1.9325 | 0.81705 | 1.1154
| 4641 | 10 | 34 | 8760 | 340 | 125 | 0.0187 | 0.15 | 0.6612 | 1.9325 | 0.81705 | 1.1154
| 4642 | 10 | 34 | 8760 | 340 | 125 | 0.0187 | 0.15 | 0.6612 | 1.9325 | 0.81705 | 1.1154
| 4643 | 10 | 34 | 8760 | 340 | 125 | 0.0187 | 0.15 | 0.6612 | 1.9325 | 0.81705 | 1.1154
| 4644 | 10 | 34 | 8760 | 340 | 125 | 0.0187 | 0.15 | 0.6612 | 1.9325 | 0.81705 | 1.1154
| 4645 | 10 | 34 | 8760 | 340 | 125 | 0.0187 | 0.15 | 0.6612 | 1.9325 | 0.81705 | 1.1154
| 4646 | 10 | 34 | 8760 | 340 | 125 | 0.0187 | 0.15 | 0.6612 | 1.9325 | 0.81705 | 1.1154
| 4647 | 10 | 34 | 8760 | 340 | 125 | 0.0187 | 0.15 | 0.6612 | 1.9325 | 0.81705 | 1.1154
| 4648 | 10 | 34 | 8760 | 340 | 125 | 0.0187 | 0.15 | 0.6612 | 1.9325 | 0.81705 | 1.1154
| 4649 | 10 | 34 | 8760 | 340 | 125 | 0.0187 | 0.15 | 0.6612 | 1.9325 | 0.81705 | 1.1154
| 4650 | 10 | 34 | 8760 | 340 | 125 | 0.0187 | 0.15 | 0.6612 | 1.9325 | 0.81705 | 1.1154
| 4651 | 10 | 34 | 8760 | 340 | 125 | 0.0187 | 0.15 | 0.6612 | 1.9325 | 0.81705 | 1.1154
| 4652 | 10 | 34 | 8760 | 340 | 125 | 0.0187 | 0.15 | 0.6612 | 1.9325 | 0.81705 | 1.1154
| 4653 | 10 | 34 | 8760 | 340 | 125 | 0.0187 | 0.15 | 0.6612 | 1.9325 | 0.81705 | 1.1154
| 4654 | 10 | 34 | 8760 | 340 | 125 | 0.0187 | 0.15 | 0.6612 | 1.9325 | 0.81705 | 1.1154
| 4655 | 10 | 34 | 8760 | 340 | 125 | 0.0187 | 0.15 | 0.6612 | 1.9325 | 0.81705 | 1.1154
| 4656 | 10 | 34 | 8760 | 340 | 125 | 0.0187 | 0.15 | 0.6612 | 1.9325 | 0.81705 | 1.1154
| 4657 | 10 | 34 | 8760 | 340 | 125 | 0.0187 | 0.15 | 0.6612 | 1.9325 | 0.81705 | 1.1154
| 4658 | 10 | 34 | 8760 | 340 | 125 | 0.0187 | 0.15 | 0.6612 | 1.9325 | 0.81705 | 1.1154
| 4659 | 10 | 34 | 8760 | 340 | 125 | 0.0187 | 0.15 | 0.6612 | 1.9325 | 0.81705 | 1.1154
| 4660 | 10 | 34 | 8760 | 340 | 125 | 0.0187 | 0.15 | 0.6612 | 1.9325 | 0.81705 | 1.1154
| 4661 | 10 | 34 | 8760 | 340 | 125 | 0.0187 | 0.15 | 0.6612 | 1.9325 | 0.81705 | 1.1154
| 4662 | 10 | 34 | 8760 | 340 | 125 | 0.0187 | 0.15 | 0.6612 | 1.9325 | 0.81705 | 1.1154
| 4663 | 10 | 34 | 8760 | 340 | 125 | 0.0187 | 0.15 | 0.6612 | 1.9325 | 0.81705 | 1.1154
| 4664 | 10 | 34 | 8760 | 340 | 125 | 0.0187 | 0.15 | 0.6612 | 1.9325 | 0.81705 | 1.1154
| 4665 | 10 | 34 | 8760 | 340 | 125 | 0.0187 | 0.15 | 0.6612 | 1.9325 | 0.81705 | 1.1154
| 4666 | 10 | 34 | 8760 | 340 | 125 | 0.0187 | 0.15 | 0.6612 | 1.9325 | 0.81705 | 1.1154
| 4667 | 10 | 34 | 8760 | 340 | 125 | 0.0187 | 0.15 | 0.6612 | 1.9325 | 0.81705 | 1.1154
| 4668 | 10 | 34 | 8760 | 340 | 125 | 0.0187 | 0.15 | 0.6612 | 1.9325 | 0.81705 | 1.1154
| 4669 | 10 | 34 | 8760 | 340 | 125 | 0.0187 | 0.15 | 0.6612 | 1.9325 | 0.81705 | 1.1154
| 4670 | 10 | 34 | 8760 | 340 | 125 | 0.0187 | 0.15 | 0.6612 | 1.9325 | 0.81705 | 1.1154
| 4671 | 10 | 34 | 8760 | 340 | 125 | 0.0187 | 0.15 | 0.6612 | 1.9325 | 0.81705 | 1.1154
| 4672 | 10 | 34 | 8760 | 340 | 125 | 0.0187 | 0.15 | 0.6612 | 1.9325 | 0.81705 | 1.1154
| 4673 | 10 | 34 | 8760 | 340 | 125 | 0.0187 | 0.15 | 0.6612 | 1.9325 | 0.81705 | 1.1154
| 4674 | 10 | 34 | 8760 | 340 | 125 | 0.0187 | 0.15 | 0.6612 | 1.9325 | 0.81705 | 1.1154
| 4675 | 10 | 34 | 8760 | 340 | 125 | 0.0187 | 0.15 | 0.6612 | 1.9325 | 0.81705 | 1.1154
| 4676 | 10 | 34 | 8760 | 340 | 125 | 0.0187 | 0.15 | 0.6612 | 1.9325 | 0.81705 | 1.1154
| 4677 | 10 | 34 | 8760 | 340 | 125 | 0.0187 | 0.15 | 0.6612 | 1.9325 | 0.81705 | 1.1154
| 4678 | 10 | 34 | 8760 | 340 | 125 | 0.0187 | 0.15 | 0.6612 | 1.9325 | 0.81705 | 1.1154
| 4679 | 10 | 34 | 8760 | 340 | 125 | 0.0187 | 0.15 | 0.6612 | 1.9325 | 0.81705 | 1.1154
| 4680 | 10 | 34 | 8760 | 340 | 125 | 0.0187 | 0.15 | 0.6612 | 1.9325 | 0.81705 | 1.1154
| 4681 | 10 | 34 | 8760 | 340 | 125 | 0.0187 | 0.15 | 0.6612 | 1.9325 | 0.81705 | 1.1154
| 4682 | 10 | 34 | 8760 | 340 | 125 | 0.0187 | 0.15 | 0.6612 | 1.9325 | 0.81705 | 1.1154
| 4683 | 10 | 34 | 8760 | 340 | 125 | 0.0187 | 0.15 | 0.6612 | 1.9325 | 0.81705 | 1.1154
| 4684 | 10 | 34 | 8760 | 340 | 125 | 0.0187 | 0.15 | 0.6612 | 1.9325 | 0.81705 | 1.1154
| 4685 | 10 | 34 | 8760 | 340 | 125 | 0.0187 | 0.15 | 0.6612 | 1.9325 | 0.81705 | 1.1154
| 4686 | 10 | 34 | 8760 | 340 | 125 | 0.0187 | 0.15 | 0.6612 | 1.9325 | 0.81705 | 1.1154
| 4687 | 10 | 34 | 8760 | 340 | 125 | 0.0187 | 0.15 | 0.6612 | 1.9325 | 0.81705 | 1.1154
| 4688 | 10 | 34 | 8760 | 340 | 125 | 0.0187 | 0.15 | 0.6612 | 1.9325 | 0.81705 | 1.1154
| 4689 | 10 | 34 | 8760 | 340 | 125 | 0.0187 | 0.15 | 0.6612 | 1.9325 | 0.81705 | 1.1154
| 4690 | 10 | 34 | 8760 | 340 | 125 | 0.0187 | 0.15 | 0.6612 | 1.9325 | 0.81705 | 1.1154
| 4691 | 11 | 34 | 8760 | 390 | 145 | 0.0187 | 0.15 | 0.6612 | 2.2167 | 0.94777 | 1.2689
| 4692 | 11 | 34 | 8760 | 390 | 145 | 0.0187 | 0.15 | 0.6612 | 2.2167 | 0.94777 | 1.2689
| 4693 | 11 | 34 | 8760 | 390 | 145 | 0.0187 | 0.15 | 0.6612 | 2.2167 | 0.94777 | 1.2689
| 4694 | 11 | 34 | 8760 | 390 | 145 | 0.0187 | 0.15 | 0.6612 | 2.2167 | 0.94777 | 1.2689
| 4695 | 12 | 34 | 8760 | 433 | 165 | 0.0187 | 0.15 | 0.6612 | 2.4611 | 1.0785 | 1.3826
| 4696 | 12 | 34 | 8760 | 433 | 165 | 0.0187 | 0.15 | 0.6612 | 2.4611 | 1.0785 | 1.3826
| 4697 | 12 | 34 | 8760 | 433 | 165 | 0.0187 | 0.15 | 0.6612 | 2.4611 | 1.0785 | 1.3826
| 4698 | 12 | 34 | 8760 | 433 | 165 | 0.0187 | 0.15 | 0.6612 | 2.4611 | 1.0785 | 1.3826
| 4699 | 12 | 34 | 8760 | 433 | 165 | 0.0187 | 0.15 | 0.6612 | 2.4611 | 1.0785 | 1.3826
| 4700 | 12 | 34 | 8760 | 433 | 165 | 0.0187 | 0.15 | 0.6612 | 2.4611 | 1.0785 | 1.3826
| 4701 | 12 | 34 | 8760 | 433 | 165 | 0.0187 | 0.15 | 0.6612 | 2.4611 | 1.0785 | 1.3826
| 4702 | 12 | 34 | 8760 | 433 | 165 | 0.0187 | 0.15 | 0.6612 | 2.4611 | 1.0785 | 1.3826
| 4703 | 12 | 34 | 8760 | 433 | 165 | 0.0187 | 0.15 | 0.6612 | 2.4611 | 1.0785 | 1.3826
| 4704 | 12 | 34 | 8760 | 433 | 165 | 0.0187 | 0.15 | 0.6612 | 2.4611 | 1.0785 | 1.3826
| 4705 | 12 | 34 | 8760 | 433 | 165 | 0.0187 | 0.15 | 0.6612 | 2.4611 | 1.0785 | 1.3826
| 4706 | 12 | 34 | 8760 | 433 | 165 | 0.0187 | 0.15 | 0.6612 | 2.4611 | 1.0785 | 1.3826
| 4707 | 12 | 34 | 8760 | 433 | 165 | 0.0187 | 0.15 | 0.6612 | 2.4611 | 1.0785 | 1.3826
| 4708 | 12 | 34 | 8760 | 433 | 165 | 0.0187 | 0.15 | 0.6612 | 2.4611 | 1.0785 | 1.3826
| 4709 | 12 | 34 | 8760 | 433 | 165 | 0.0187 | 0.15 | 0.6612 | 2.4611 | 1.0785 | 1.3826
| 4710 | 12 | 34 | 8760 | 433 | 165 | 0.0187 | 0.15 | 0.6612 | 2.4611 | 1.0785 | 1.3826
| 4711 | 12 | 34 | 8760 | 433 | 165 | 0.0187 | 0.15 | 0.6612 | 2.4611 | 1.0785 | 1.3826
| 4712 | 12 | 34 | 8760 | 433 | 165 | 0.0187 | 0.15 | 0.6612 | 2.4611 | 1.0785 | 1.3826
| 4713 | 12 | 34 | 8760 | 433 | 165 | 0.0187 | 0.15 | 0.6612 | 2.4611 | 1.0785 | 1.3826
| 4714 | 12 | 34 | 8760 | 433 | 165 | 0.0187 | 0.15 | 0.6612 | 2.4611 | 1.0785 | 1.3826
| 4715 | 12 | 34 | 8760 | 433 | 165 | 0.0187 | 0.15 | 0.6612 | 2.4611 | 1.0785 | 1.3826
| 4716 | 12 | 34 | 8760 | 433 | 165 | 0.0187 | 0.15 | 0.6612 | 2.4611 | 1.0785 | 1.3826
| 4717 | 12 | 34 | 8760 | 433 | 165 | 0.0187 | 0.15 | 0.6612 | 2.4611 | 1.0785 | 1.3826
| 4718 | 12 | 34 | 8760 | 433 | 165 | 0.0187 | 0.15 | 0.6612 | 2.4611 | 1.0785 | 1.3826
| 4719 | 12 | 34 | 8760 | 433 | 165 | 0.0187 | 0.15 | 0.6612 | 2.4611 | 1.0785 | 1.3826
| 4720 | 12 | 34 | 8760 | 433 | 165 | 0.0187 | 0.15 | 0.6612 | 2.4611 | 1.0785 | 1.3826
| 4721 | 12 | 34 | 8760 | 433 | 165 | 0.0187 | 0.15 | 0.6612 | 2.4611 | 1.0785 | 1.3826
| 4722 | 12 | 34 | 8760 | 433 | 165 | 0.0187 | 0.15 | 0.6612 | 2.4611 | 1.0785 | 1.3826
| 4723 | 12 | 34 | 8760 | 433 | 165 | 0.0187 | 0.15 | 0.6612 | 2.4611 | 1.0785 | 1.3826
| 4724 | 12 | 34 | 8760 | 433 | 165 | 0.0187 | 0.15 | 0.6612 | 2.4611 | 1.0785 | 1.3826
| 4725 | 12 | 34 | 8760 | 433 | 165 | 0.0187 | 0.15 | 0.6612 | 2.4611 | 1.0785 | 1.3826
| 4726 | 12 | 34 | 8760 | 433 | 165 | 0.0187 | 0.15 | 0.6612 | 2.4611 | 1.0785 | 1.3826
| 4727 | 12 | 34 | 8760 | 433 | 165 | 0.0187 | 0.15 | 0.6612 | 2.4611 | 1.0785 | 1.3826
| 4728 | 12 | 34 | 8760 | 433 | 165 | 0.0187 | 0.15 | 0.6612 | 2.4611 | 1.0785 | 1.3826
| 4729 | 12 | 34 | 8760 | 433 | 165 | 0.0187 | 0.15 | 0.6612 | 2.4611 | 1.0785 | 1.3826
| 4730 | 12 | 34 | 8760 | 433 | 165 | 0.0187 | 0.15 | 0.6612 | 2.4611 | 1.0785 | 1.3826
| 4731 | 12 | 34 | 8760 | 433 | 165 | 0.0187 | 0.15 | 0.6612 | 2.4611 | 1.0785 | 1.3826
| 4732 | 12 | 34 | 8760 | 433 | 165 | 0.0187 | 0.15 | 0.6612 | 2.4611 | 1.0785 | 1.3826
| 4733 | 12 | 34 | 8760 | 433 | 165 | 0.0187 | 0.15 | 0.6612 | 2.4611 | 1.0785 | 1.3826
| 4734 | 12 | 34 | 8760 | 433 | 165 | 0.0187 | 0.15 | 0.6612 | 2.4611 | 1.0785 | 1.3826
| 4735 | 12 | 34 | 8760 | 433 | 165 | 0.0187 | 0.15 | 0.6612 | 2.4611 | 1.0785 | 1.3826
| 4736 | 12 | 34 | 8760 | 433 | 165 | 0.0187 | 0.15 | 0.6612 | 2.4611 | 1.0785 | 1.3826
| 4737 | 12 | 34 | 8760 | 433 | 165 | 0.0187 | 0.15 | 0.6612 | 2.4611 | 1.0785 | 1.3826
| 4738 | 12 | 34 | 8760 | 433 | 165 | 0.0187 | 0.15 | 0.6612 | 2.4611 | 1.0785 | 1.3826
| 4739 | 12 | 34 | 8760 | 433 | 165 | 0.0187 | 0.15 | 0.6612 | 2.4611 | 1.0785 | 1.3826
| 4740 | 12 | 34 | 8760 | 433 | 165 | 0.0187 | 0.15 | 0.6612 | 2.4611 | 1.0785 | 1.3826
| 4741 | 12 | 34 | 8760 | 433 | 165 | 0.0187 | 0.15 | 0.6612 | 2.4611 | 1.0785 | 1.3826
| 4742 | 12 | 34 | 8760 | 433 | 165 | 0.0187 | 0.15 | 0.6612 | 2.4611 | 1.0785 | 1.3826
| 4743 | 12 | 34 | 8760 | 433 | 165 | 0.0187 | 0.15 | 0.6612 | 2.4611 | 1.0785 | 1.3826
| 4744 | 12 | 34 | 8760 | 433 | 165 | 0.0187 | 0.15 | 0.6612 | 2.4611 | 1.0785 | 1.3826
| 4745 | 12 | 34 | 8760 | 433 | 165 | 0.0187 | 0.15 | 0.6612 | 2.4611 | 1.0785 | 1.3826
| 4746 | 12 | 34 | 8760 | 433 | 165 | 0.0187 | 0.15 | 0.6612 | 2.4611 | 1.0785 | 1.3826
| 4747 | 12 | 34 | 8760 | 433 | 165 | 0.0187 | 0.15 | 0.6612 | 2.4611 | 1.0785 | 1.3826
| 4748 | 12 | 34 | 8760 | 433 | 165 | 0.0187 | 0.15 | 0.6612 | 2.4611 | 1.0785 | 1.3826
| 4749 | 12 | 34 | 8760 | 433 | 165 | 0.0187 | 0.15 | 0.6612 | 2.4611 | 1.0785 | 1.3826
| 4750 | 12 | 34 | 8760 | 433 | 165 | 0.0187 | 0.15 | 0.6612 | 2.4611 | 1.0785 | 1.3826
| 4751 | 12 | 34 | 8760 | 433 | 165 | 0.0187 | 0.15 | 0.6612 | 2.4611 | 1.0785 | 1.3826
| 4752 | 12 | 34 | 8760 | 433 | 165 | 0.0187 | 0.15 | 0.6612 | 2.4611 | 1.0785 | 1.3826
| 4753 | 12 | 34 | 8760 | 433 | 165 | 0.0187 | 0.15 | 0.6612 | 2.4611 | 1.0785 | 1.3826
| 4754 | 12 | 34 | 8760 | 433 | 165 | 0.0187 | 0.15 | 0.6612 | 2.4611 | 1.0785 | 1.3826
| 4755 | 12 | 34 | 8760 | 433 | 165 | 0.0187 | 0.15 | 0.6612 | 2.4611 | 1.0785 | 1.3826
| 4756 | 12 | 34 | 8760 | 433 | 165 | 0.0187 | 0.15 | 0.6612 | 2.4611 | 1.0785 | 1.3826
| 4757 | 12 | 34 | 8760 | 433 | 165 | 0.0187 | 0.15 | 0.6612 | 2.4611 | 1.0785 | 1.3826
| 4758 | 12 | 34 | 8760 | 433 | 165 | 0.0187 | 0.15 | 0.6612 | 2.4611 | 1.0785 | 1.3826
| 4759 | 12 | 34 | 8760 | 433 | 165 | 0.0187 | 0.15 | 0.6612 | 2.4611 | 1.0785 | 1.3826
| 4760 | 12 | 34 | 8760 | 433 | 165 | 0.0187 | 0.15 | 0.6612 | 2.4611 | 1.0785 | 1.3826
| 4761 | 12 | 34 | 8760 | 433 | 165 | 0.0187 | 0.15 | 0.6612 | 2.4611 | 1.0785 | 1.3826
| 4762 | 12 | 34 | 8760 | 433 | 165 | 0.0187 | 0.15 | 0.6612 | 2.4611 | 1.0785 | 1.3826
| 4763 | 12 | 34 | 8760 | 433 | 165 | 0.0187 | 0.15 | 0.6612 | 2.4611 | 1.0785 | 1.3826
| 4764 | 12 | 34 | 8760 | 433 | 165 | 0.0187 | 0.15 | 0.6612 | 2.4611 | 1.0785 | 1.3826
| 4765 | 12 | 34 | 8760 | 433 | 165 | 0.0187 | 0.15 | 0.6612 | 2.4611 | 1.0785 | 1.3826
| 4766 | 12 | 34 | 8760 | 433 | 165 | 0.0187 | 0.15 | 0.6612 | 2.4611 | 1.0785 | 1.3826
| 4767 | 12 | 34 | 8760 | 433 | 165 | 0.0187 | 0.15 | 0.6612 | 2.4611 | 1.0785 | 1.3826
| 4768 | 12 | 34 | 8760 | 433 | 165 | 0.0187 | 0.15 | 0.6612 | 2.4611 | 1.0785 | 1.3826
| 4769 | 12 | 34 | 8760 | 433 | 165 | 0.0187 | 0.15 | 0.6612 | 2.4611 | 1.0785 | 1.3826
| 4770 | 12 | 34 | 8760 | 433 | 165 | 0.0187 | 0.15 | 0.6612 | 2.4611 | 1.0785 | 1.3826
| 4771 | 12 | 34 | 8760 | 433 | 165 | 0.0187 | 0.15 | 0.6612 | 2.4611 | 1.0785 | 1.3826
| 4772 | 12 | 34 | 8760 | 433 | 165 | 0.0187 | 0.15 | 0.6612 | 2.4611 | 1.0785 | 1.3826
| 4773 | 12 | 34 | 8760 | 433 | 165 | 0.0187 | 0.15 | 0.6612 | 2.4611 | 1.0785 | 1.3826
| 4774 | 12 | 34 | 8760 | 433 | 165 | 0.0187 | 0.15 | 0.6612 | 2.4611 | 1.0785 | 1.3826
| 4775 | 12 | 34 | 8760 | 433 | 165 | 0.0187 | 0.15 | 0.6612 | 2.4611 | 1.0785 | 1.3826
| 4776 | 12 | 34 | 8760 | 433 | 165 | 0.0187 | 0.15 | 0.6612 | 2.4611 | 1.0785 | 1.3826
| 4777 | 12 | 34 | 8760 | 433 | 165 | 0.0187 | 0.15 | 0.6612 | 2.4611 | 1.0785 | 1.3826
| 4778 | 12 | 34 | 8760 | 433 | 165 | 0.0187 | 0.15 | 0.6612 | 2.4611 | 1.0785 | 1.3826
| 4779 | 12 | 34 | 8760 | 433 | 165 | 0.0187 | 0.15 | 0.6612 | 2.4611 | 1.0785 | 1.3826
| 4780 | 12 | 34 | 8760 | 433 | 165 | 0.0187 | 0.15 | 0.6612 | 2.4611 | 1.0785 | 1.3826
| 4781 | 12 | 34 | 8760 | 433 | 165 | 0.0187 | 0.15 | 0.6612 | 2.4611 | 1.0785 | 1.3826
| 4782 | 12 | 34 | 8760 | 433 | 165 | 0.0187 | 0.15 | 0.6612 | 2.4611 | 1.0785 | 1.3826
| 4783 | 12 | 34 | 8760 | 433 | 165 | 0.0187 | 0.15 | 0.6612 | 2.4611 | 1.0785 | 1.3826
| 4784 | 12 | 34 | 8760 | 433 | 165 | 0.0187 | 0.15 | 0.6612 | 2.4611 | 1.0785 | 1.3826
| 4785 | 12 | 34 | 8760 | 433 | 165 | 0.0187 | 0.15 | 0.6612 | 2.4611 | 1.0785 | 1.3826
| 4786 | 12 | 34 | 8760 | 433 | 165 | 0.0187 | 0.15 | 0.6612 | 2.4611 | 1.0785 | 1.3826
| 4787 | 12 | 34 | 8760 | 433 | 165 | 0.0187 | 0.15 | 0.6612 | 2.4611 | 1.0785 | 1.3826
| 4788 | 12 | 34 | 8760 | 433 | 165 | 0.0187 | 0.15 | 0.6612 | 2.4611 | 1.0785 | 1.3826
| 4789 | 12 | 34 | 8760 | 433 | 165 | 0.0187 | 0.15 | 0.6612 | 2.4611 | 1.0785 | 1.3826
| 4790 | 12 | 34 | 8760 | 433 | 165 | 0.0187 | 0.15 | 0.6612 | 2.4611 | 1.0785 | 1.3826
| 4791 | 12 | 34 | 8760 | 433 | 165 | 0.0187 | 0.15 | 0.6612 | 2.4611 | 1.0785 | 1.3826
| 4792 | 12 | 34 | 8760 | 433 | 165 | 0.0187 | 0.15 | 0.6612 | 2.4611 | 1.0785 | 1.3826
| 4793 | 12 | 34 | 8760 | 433 | 165 | 0.0187 | 0.15 | 0.6612 | 2.4611 | 1.0785 | 1.3826
| 4794 | 12 | 34 | 8760 | 433 | 165 | 0.0187 | 0.15 | 0.6612 | 2.4611 | 1.0785 | 1.3826
| 4795 | 12 | 34 | 8760 | 433 | 165 | 0.0187 | 0.15 | 0.6612 | 2.4611 | 1.0785 | 1.3826
| 4796 | 12 | 34 | 8760 | 433 | 165 | 0.0187 | 0.15 | 0.6612 | 2.4611 | 1.0785 | 1.3826
| 4797 | 14 | 34 | 8760 | 780 | 270 | 0.0187 | 0.15 | 0.6612 | 4.4334 | 1.7648 | 2.6685
| 4798 | 14 | 34 | 8760 | 780 | 270 | 0.0187 | 0.15 | 0.6612 | 4.4334 | 1.7648 | 2.6685
| 4799 | 14 | 34 | 8760 | 780 | 270 | 0.0187 | 0.15 | 0.6612 | 4.4334 | 1.7648 | 2.6685
| 4800 | 14 | 34 | 8760 | 780 | 270 | 0.0187 | 0.15 | 0.6612 | 4.4334 | 1.7648 | 2.6685
| 4801 | 14 | 34 | 8760 | 780 | 270 | 0.0187 | 0.15 | 0.6612 | 4.4334 | 1.7648 | 2.6685
| 4802 | 14 | 34 | 8760 | 780 | 270 | 0.0187 | 0.15 | 0.6612 | 4.4334 | 1.7648 | 2.6685
| 4803 | 14 | 34 | 8760 | 780 | 270 | 0.0187 | 0.15 | 0.6612 | 4.4334 | 1.7648 | 2.6685
| 4804 | 14 | 34 | 8760 | 780 | 270 | 0.0187 | 0.15 | 0.6612 | 4.4334 | 1.7648 | 2.6685
| 4805 | 14 | 34 | 8760 | 780 | 270 | 0.0187 | 0.15 | 0.6612 | 4.4334 | 1.7648 | 2.6685
| 4806 | 14 | 34 | 8760 | 780 | 270 | 0.0187 | 0.15 | 0.6612 | 4.4334 | 1.7648 | 2.6685
| 4807 | 14 | 34 | 8760 | 780 | 270 | 0.0187 | 0.15 | 0.6612 | 4.4334 | 1.7648 | 2.6685
| 4808 | 14 | 34 | 8760 | 780 | 270 | 0.0187 | 0.15 | 0.6612 | 4.4334 | 1.7648 | 2.6685
| 4809 | 14 | 34 | 8760 | 780 | 270 | 0.0187 | 0.15 | 0.6612 | 4.4334 | 1.7648 | 2.6685
| 4810 | 14 | 34 | 8760 | 780 | 270 | 0.0187 | 0.15 | 0.6612 | 4.4334 | 1.7648 | 2.6685
| 4811 | 14 | 34 | 8760 | 780 | 270 | 0.0187 | 0.15 | 0.6612 | 4.4334 | 1.7648 | 2.6685
| 4812 | 14 | 34 | 8760 | 780 | 270 | 0.0187 | 0.15 | 0.6612 | 4.4334 | 1.7648 | 2.6685
| 4813 | 14 | 34 | 8760 | 780 | 270 | 0.0187 | 0.15 | 0.6612 | 4.4334 | 1.7648 | 2.6685
| 4814 | 14 | 34 | 8760 | 780 | 270 | 0.0187 | 0.15 | 0.6612 | 4.4334 | 1.7648 | 2.6685
| 4815 | 14 | 34 | 8760 | 780 | 270 | 0.0187 | 0.15 | 0.6612 | 4.4334 | 1.7648 | 2.6685
| 4816 | 14 | 34 | 8760 | 780 | 270 | 0.0187 | 0.15 | 0.6612 | 4.4334 | 1.7648 | 2.6685
| 4817 | 14 | 34 | 8760 | 780 | 270 | 0.0187 | 0.15 | 0.6612 | 4.4334 | 1.7648 | 2.6685
| 4818 | 14 | 34 | 8760 | 780 | 270 | 0.0187 | 0.15 | 0.6612 | 4.4334 | 1.7648 | 2.6685
| 4819 | 14 | 34 | 8760 | 780 | 270 | 0.0187 | 0.15 | 0.6612 | 4.4334 | 1.7648 | 2.6685
| 4820 | 14 | 34 | 8760 | 780 | 270 | 0.0187 | 0.15 | 0.6612 | 4.4334 | 1.7648 | 2.6685
| 4821 | 14 | 34 | 8760 | 780 | 270 | 0.0187 | 0.15 | 0.6612 | 4.4334 | 1.7648 | 2.6685
| 4822 | 14 | 34 | 8760 | 780 | 270 | 0.0187 | 0.15 | 0.6612 | 4.4334 | 1.7648 | 2.6685
| 4823 | 14 | 34 | 8760 | 780 | 270 | 0.0187 | 0.15 | 0.6612 | 4.4334 | 1.7648 | 2.6685
| 4824 | 14 | 34 | 8760 | 780 | 270 | 0.0187 | 0.15 | 0.6612 | 4.4334 | 1.7648 | 2.6685
| 4825 | 14 | 34 | 8760 | 780 | 270 | 0.0187 | 0.15 | 0.6612 | 4.4334 | 1.7648 | 2.6685
| 4826 | 14 | 34 | 8760 | 780 | 270 | 0.0187 | 0.15 | 0.6612 | 4.4334 | 1.7648 | 2.6685
| 4827 | 14 | 34 | 8760 | 780 | 270 | 0.0187 | 0.15 | 0.6612 | 4.4334 | 1.7648 | 2.6685
| 4828 | 14 | 34 | 8760 | 780 | 270 | 0.0187 | 0.15 | 0.6612 | 4.4334 | 1.7648 | 2.6685
| 4829 | 14 | 34 | 8760 | 780 | 270 | 0.0187 | 0.15 | 0.6612 | 4.4334 | 1.7648 | 2.6685
| 4830 | 14 | 34 | 8760 | 780 | 270 | 0.0187 | 0.15 | 0.6612 | 4.4334 | 1.7648 | 2.6685
| 4831 | 14 | 34 | 8760 | 780 | 270 | 0.0187 | 0.15 | 0.6612 | 4.4334 | 1.7648 | 2.6685
| 4832 | 14 | 34 | 8760 | 780 | 270 | 0.0187 | 0.15 | 0.6612 | 4.4334 | 1.7648 | 2.6685
| 4833 | 14 | 34 | 8760 | 780 | 270 | 0.0187 | 0.15 | 0.6612 | 4.4334 | 1.7648 | 2.6685
| 4834 | 14 | 34 | 8760 | 780 | 270 | 0.0187 | 0.15 | 0.6612 | 4.4334 | 1.7648 | 2.6685
| 4835 | 14 | 34 | 8760 | 780 | 270 | 0.0187 | 0.15 | 0.6612 | 4.4334 | 1.7648 | 2.6685
| 4836 | 14 | 34 | 8760 | 780 | 270 | 0.0187 | 0.15 | 0.6612 | 4.4334 | 1.7648 | 2.6685
| 4837 | 14 | 34 | 8760 | 780 | 270 | 0.0187 | 0.15 | 0.6612 | 4.4334 | 1.7648 | 2.6685
| 4838 | 14 | 34 | 8760 | 780 | 270 | 0.0187 | 0.15 | 0.6612 | 4.4334 | 1.7648 | 2.6685
| 4839 | 14 | 34 | 8760 | 780 | 270 | 0.0187 | 0.15 | 0.6612 | 4.4334 | 1.7648 | 2.6685
| 4840 | 14 | 34 | 8760 | 780 | 270 | 0.0187 | 0.15 | 0.6612 | 4.4334 | 1.7648 | 2.6685
| 4841 | 14 | 34 | 8760 | 780 | 270 | 0.0187 | 0.15 | 0.6612 | 4.4334 | 1.7648 | 2.6685
[7 empty] | 0.0187 |  | 0.6612 | 0 | 0 | 0
[7 empty] | 0.0187 |  | 0.6612 | 0 | 0 | 0
[7 empty] | 0.0187 |  | 0.6612 | 0 | 0 | 0
[7 empty] | 0.0187 |  | 0.6612 | 0 | 0 | 0
[7 empty] | 0.0187 |  | 0.6612 | 0 | 0 | 0
[7 empty] | 0.0187 |  | 0.6612 | 0 | 0 | 0
[7 empty] | 0.0187 |  | 0.6612 | 0 | 0 | 0
[7 empty] | 0.0187 |  | 0.6612 | 0 | 0 | 0
[7 empty] | 0.0187 |  | 0.6612 | 0 | 0 | 0
[7 empty] | 0.0187 |  | 0.6612 | 0 | 0 | 0
[7 empty] | 0.0187 |  | 0.6612 | 0 | 0 | 0
[7 empty] | 0.0187 |  | 0.6612 | 0 | 0 | 0
[7 empty] | 0.0187 |  | 0.6612 | 0 | 0 | 0
[7 empty] | 0.0187 |  | 0.6612 | 0 | 0 | 0
[7 empty] | 0.0187 |  | 0.6612 | 0 | 0 | 0
[7 empty] | 0.0187 |  | 0.6612 | 0 | 0 | 0
[7 empty] | 0.0187 |  | 0.6612 | 0 | 0 | 0
[7 empty] | 0.0187 |  | 0.6612 | 0 | 0 | 0
[7 empty] | 0.0187 |  | 0.6612 | 0 | 0 | 0
[7 empty] | 0.0187 |  | 0.6612 | 0 | 0 | 0
[7 empty] | 0.0187 |  | 0.6612 | 0 | 0 | 0
[7 empty] | 0.0187 |  | 0.6612 | 0 | 0 | 0
[7 empty] | 0.0187 |  | 0.6612 | 0 | 0 | 0
[7 empty] | 0.0187 |  | 0.6612 | 0 | 0 | 0
[7 empty] | 0.0187 |  | 0.6612 | 0 | 0 | 0
[7 empty] | 0.0187 |  | 0.6612 | 0 | 0 | 0
[7 empty] | 0.0187 |  | 0.6612 | 0 | 0 | 0
[7 empty] | 0.0187 |  | 0.6612 | 0 | 0 | 0
[7 empty] | 0.0187 |  | 0.6612 | 0 | 0 | 0
[7 empty] | 0.0187 |  | 0.6612 | 0 | 0 | 0
[7 empty] | 0.0187 |  | 0.6612 | 0 | 0 | 0
[7 empty] | 0.0187 |  | 0.6612 | 0 | 0 | 0
[7 empty] | 0.0187 |  | 0.6612 | 0 | 0 | 0
[7 empty] | 0.0187 |  | 0.6612 | 0 | 0 | 0
[7 empty] | 0.0187 |  | 0.6612 | 0 | 0 | 0
[7 empty] | 0.0187 |  | 0.6612 | 0 | 0 | 0
[7 empty] | 0.0187 |  | 0.6612 | 0 | 0 | 0
[7 empty] | 0.0187 |  | 0.6612 | 0 | 0 | 0
[7 empty] | 0.0187 |  | 0.6612 | 0 | 0 | 0
[7 empty] | 0.0187 |  | 0.6612 | 0 | 0 | 0
[7 empty] | 0.0187 |  | 0.6612 | 0 | 0 | 0
[7 empty] | 0.0187 |  | 0.6612 | 0 | 0 | 0
[7 empty] | 0.0187 |  | 0.6612 | 0 | 0 | 0
[7 empty] | 0.0187 |  | 0.6612 | 0 | 0 | 0
[7 empty] | 0.0187 |  | 0.6612 | 0 | 0 | 0
[7 empty] | 0.0187 |  | 0.6612 | 0 | 0 | 0
[7 empty] | 0.0187 |  | 0.6612 | 0 | 0 | 0
[7 empty] | 0.0187 |  | 0.6612 | 0 | 0 | 0
[7 empty] | 0.0187 |  | 0.6612 | 0 | 0 | 0
[7 empty] | 0.0187 |  | 0.6612 | 0 | 0 | 0
[7 empty] | 0.0187 |  | 0.6612 | 0 | 0 | 0
[7 empty] | 0.0187 |  | 0.6612 | 0 | 0 | 0
[7 empty] | 0.0187 |  | 0.6612 | 0 | 0 | 0
[7 empty] | 0.0187 |  | 0.6612 | 0 | 0 | 0
[7 empty] | 0.0187 |  | 0.6612 | 0 | 0 | 0
[7 empty] | 0.0187 |  | 0.6612 | 0 | 0 | 0
[7 empty] | 0.0187 |  | 0.6612 | 0 | 0 | 0
[7 empty] | 0.0187 |  | 0.6612 | 0 | 0 | 0
[7 empty] | 0.0187 |  | 0.6612 | 0 | 0 | 0
[7 empty] | 0.0187 |  | 0.6612 | 0 | 0 | 0
[7 empty] | 0.0187 |  | 0.6612 | 0 | 0 | 0
[7 empty] | 0.0187 |  | 0.6612 | 0 | 0 | 0
[7 empty] | 0.0187 |  | 0.6612 | 0 | 0 | 0
[7 empty] | 0.0187 |  | 0.6612 | 0 | 0 | 0
[7 empty] | 0.0187 |  | 0.6612 | 0 | 0 | 0
[7 empty] | 0.0187 |  | 0.6612 | 0 | 0 | 0
[7 empty] | 0.0187 |  | 0.6612 | 0 | 0 | 0
[7 empty] | 0.0187 |  | 0.6612 | 0 | 0 | 0
[7 empty] | 0.0187 |  | 0.6612 | 0 | 0 | 0
[7 empty] | 0.0187 |  | 0.6612 | 0 | 0 | 0
[7 empty] | 0.0187 |  | 0.6612 | 0 | 0 | 0
[7 empty] | 0.0187 |  | 0.6612 | 0 | 0 | 0
[7 empty] | 0.0187 |  | 0.6612 | 0 | 0 | 0
[7 empty] | 0.0187 |  | 0.6612 | 0 | 0 | 0
[7 empty] | 0.0187 |  | 0.6612 | 0 | 0 | 0
[7 empty] | 0.0187 |  | 0.6612 | 0 | 0 | 0
[7 empty] | 0.0187 |  | 0.6612 | 0 | 0 | 0
[7 empty] | 0.0187 |  | 0.6612 | 0 | 0 | 0
[7 empty] | 0.0187 |  | 0.6612 | 0 | 0 | 0
[7 empty] | 0.0187 |  | 0.6612 | 0 | 0 | 0
[7 empty] | 0.0187 |  | 0.6612 | 0 | 0 | 0
[7 empty] | 0.0187 |  | 0.6612 | 0 | 0 | 0
[7 empty] | 0.0187 |  | 0.6612 | 0 | 0 | 0
[7 empty] | 0.0187 |  | 0.6612 | 0 | 0 | 0
[7 empty] | 0.0187 |  | 0.6612 | 0 | 0 | 0
[7 empty] | 0.0187 |  | 0.6612 | 0 | 0 | 0
[7 empty] | 0.0187 |  | 0.6612 | 0 | 0 | 0
[7 empty] | 0.0187 |  | 0.6612 | 0 | 0 | 0
[7 empty] | 0.0187 |  | 0.6612 | 0 | 0 | 0
[7 empty] | 0.0187 |  | 0.6612 | 0 | 0 | 0
[7 empty] | 0.0187 |  | 0.6612 | 0 | 0 | 0
[7 empty] | 0.0187 |  | 0.6612 | 0 | 0 | 0
[7 empty] | 0.0187 |  | 0.6612 | 0 | 0 | 0
[7 empty] | 0.0187 |  | 0.6612 | 0 | 0 | 0
[7 empty] | 0.0187 |  | 0.6612 | 0 | 0 | 0
[7 empty] | 0.0187 |  | 0.6612 | 0 | 0 | 0
[7 empty] | 0.0187 |  | 0.6612 | 0 | 0 | 0
[7 empty] | 0.0187 |  | 0.6612 | 0 | 0 | 0
[7 empty] | 0.0187 |  | 0.6612 | 0 | 0 | 0
[7 empty] | 0.0187 |  | 0.6612 | 0 | 0 | 0
[7 empty] | 0.0187 |  | 0.6612 | 0 | 0 | 0
[7 empty] | 0.0187 |  | 0.6612 | 0 | 0 | 0
[7 empty] | 0.0187 |  | 0.6612 | 0 | 0 | 0
[7 empty] | 0.0187 |  | 0.6612 | 0 | 0 | 0
[7 empty] | 0.0187 |  | 0.6612 | 0 | 0 | 0
[7 empty] | 0.0187 |  | 0.6612 | 0 | 0 | 0
[7 empty] | 0.0187 |  | 0.6612 | 0 | 0 | 0
[7 empty] | 0.0187 |  | 0.6612 | 0 | 0 | 0
[7 empty] | 0.0187 |  | 0.6612 | 0 | 0 | 0
[7 empty] | 0.0187 |  | 0.6612 | 0 | 0 | 0
[7 empty] | 0.0187 |  | 0.6612 | 0 | 0 | 0
[7 empty] | 0.0187 |  | 0.6612 | 0 | 0 | 0
[7 empty] | 0.0187 |  | 0.6612 | 0 | 0 | 0
[7 empty] | 0.0187 |  | 0.6612 | 0 | 0 | 0
[7 empty] | 0.0187 |  | 0.6612 | 0 | 0 | 0
[7 empty] | 0.0187 |  | 0.6612 | 0 | 0 | 0
[7 empty] | 0.0187 |  | 0.6612 | 0 | 0 | 0
[7 empty] | 0.0187 |  | 0.6612 | 0 | 0 | 0
[7 empty] | 0.0187 |  | 0.6612 | 0 | 0 | 0
[7 empty] | 0.0187 |  | 0.6612 | 0 | 0 | 0
[7 empty] | 0.0187 |  | 0.6612 | 0 | 0 | 0
[7 empty] | 0.0187 |  | 0.6612 | 0 | 0 | 0
[7 empty] | 0.0187 |  | 0.6612 | 0 | 0 | 0
[7 empty] | 0.0187 |  | 0.6612 | 0 | 0 | 0
[7 empty] | 0.0187 |  | 0.6612 | 0 | 0 | 0
[7 empty] | 0.0187 |  | 0.6612 | 0 | 0 | 0
[7 empty] | 0.0187 |  | 0.6612 | 0 | 0 | 0
[7 empty] | 0.0187 |  | 0.6612 | 0 | 0 | 0
[7 empty] | 0.0187 |  | 0.6612 | 0 | 0 | 0
[7 empty] | 0.0187 |  | 0.6612 | 0 | 0 | 0
[7 empty] | 0.0187 |  | 0.6612 | 0 | 0 | 0
[7 empty] | 0.0187 |  | 0.6612 | 0 | 0 | 0
[7 empty] | 0.0187 |  | 0.6612 | 0 | 0 | 0
[7 empty] | 0.0187 |  | 0.6612 | 0 | 0 | 0
[7 empty] | 0.0187 |  | 0.6612 | 0 | 0 | 0
[7 empty] | 0.0187 |  | 0.6612 | 0 | 0 | 0
[7 empty] | 0.0187 |  | 0.6612 | 0 | 0 | 0
[7 empty] | 0.0187 |  | 0.6612 | 0 | 0 | 0
[7 empty] | 0.0187 |  | 0.6612 | 0 | 0 | 0
[7 empty] | 0.0187 |  | 0.6612 | 0 | 0 | 0
[7 empty] | 0.0187 |  | 0.6612 | 0 | 0 | 0
[7 empty] | 0.0187 |  | 0.6612 | 0 | 0 | 0
[7 empty] | 0.0187 |  | 0.6612 | 0 | 0 | 0
[7 empty] | 0.0187 |  | 0.6612 | 0 | 0 | 0
[7 empty] | 0.0187 |  | 0.6612 | 0 | 0 | 0
[7 empty] | 0.0187 |  | 0.6612 | 0 | 0 | 0
[7 empty] | 0.0187 |  | 0.6612 | 0 | 0 | 0
[7 empty] | 0.0187 |  | 0.6612 | 0 | 0 | 0
[7 empty] | 0.0187 |  | 0.6612 | 0 | 0 | 0
[7 empty] | 0.0187 |  | 0.6612 | 0 | 0 | 0
[7 empty] | 0.0187 |  | 0.6612 | 0 | 0 | 0
[7 empty] | 0.0187 |  | 0.6612 | 0 | 0 | 0
[7 empty] | 0.0187 |  | 0.6612 | 0 | 0 | 0
[7 empty] | 0.0187 |  | 0.6612 | 0 | 0 | 0
[7 empty] | 0.0187 |  | 0.6612 | 0 | 0 | 0
[7 empty] | 0.0187 |  | 0.6612 | 0 | 0 | 0
[7 empty] | 0.0187 |  | 0.6612 | 0 | 0 | 0
[7 empty] | 0.0187 |  | 0.6612 | 0 | 0 | 0
[7 empty] | 0.0187 |  | 0.6612 | 0 | 0 | 0
[7 empty] | 0.0187 |  | 0.6612 | 0 | 0 | 0
[7 empty] | 0.0187 |  | 0.6612 | 0 | 0 | 0
[7 empty] | 0.0187 |  | 0.6612 | 0 | 0 | 0
[7 empty] | 0.0187 |  | 0.6612 | 0 | 0 | 0
[7 empty] | 0.0187 |  | 0.6612 | 0 | 0 | 0
[7 empty] | 0.0187 |  | 0.6612 | 0 | 0 | 0
[7 empty] | 0.0187 |  | 0.6612 | 0 | 0 | 0
[7 empty] | 0.0187 |  | 0.6612 | 0 | 0 | 0
[7 empty] | 0.0187 |  | 0.6612 | 0 | 0 | 0
[7 empty] | 0.0187 |  | 0.6612 | 0 | 0 | 0
[7 empty] | 0.0187 |  | 0.6612 | 0 | 0 | 0
[7 empty] | 0.0187 |  | 0.6612 | 0 | 0 | 0
[7 empty] | 0.0187 |  | 0.6612 | 0 | 0 | 0
[7 empty] | 0.0187 |  | 0.6612 | 0 | 0 | 0
[7 empty] | 0.0187 |  | 0.6612 | 0 | 0 | 0
[7 empty] | 0.0187 |  | 0.6612 | 0 | 0 | 0
[7 empty] | 0.0187 |  | 0.6612 | 0 | 0 | 0
[7 empty] | 0.0187 |  | 0.6612 | 0 | 0 | 0
[7 empty] | 0.0187 |  | 0.6612 | 0 | 0 | 0
[7 empty] | 0.0187 |  | 0.6612 | 0 | 0 | 0
[7 empty] | 0.0187 |  | 0.6612 | 0 | 0 | 0
[7 empty] | 0.0187 |  | 0.6612 | 0 | 0 | 0
[7 empty] | 0.0187 |  | 0.6612 | 0 | 0 | 0
[7 empty] | 0.0187 |  | 0.6612 | 0 | 0 | 0
[7 empty] | 0.0187 |  | 0.6612 | 0 | 0 | 0
[7 empty] | 0.0187 |  | 0.6612 | 0 | 0 | 0
[7 empty] | 0.0187 |  | 0.6612 | 0 | 0 | 0
[7 empty] | 0.0187 |  | 0.6612 | 0 | 0 | 0
[7 empty] | 0.0187 |  | 0.6612 | 0 | 0 | 0
[7 empty] | 0.0187 |  | 0.6612 | 0 | 0 | 0
[7 empty] | 0.0187 |  | 0.6612 | 0 | 0 | 0
[7 empty] | 0.0187 |  | 0.6612 | 0 | 0 | 0
[7 empty] | 0.0187 |  | 0.6612 | 0 | 0 | 0
[7 empty] | 0.0187 |  | 0.6612 | 0 | 0 | 0
[7 empty] | 0.0187 |  | 0.6612 | 0 | 0 | 0
[7 empty] | 0.0187 |  | 0.6612 | 0 | 0 | 0
[7 empty] | 0.0187 |  | 0.6612 | 0 | 0 | 0
[7 empty] | 0.0187 |  | 0.6612 | 0 | 0 | 0
[7 empty] | 0.0187 |  | 0.6612 | 0 | 0 | 0
[7 empty] | 0.0187 |  | 0.6612 | 0 | 0 | 0
[7 empty] | 0.0187 |  | 0.6612 | 0 | 0 | 0
[7 empty] | 0.0187 |  | 0.6612 | 0 | 0 | 0
[7 empty] | 0.0187 |  | 0.6612 | 0 | 0 | 0
[7 empty] | 0.0187 |  | 0.6612 | 0 | 0 | 0
[7 empty] | 0.0187 |  | 0.6612 | 0 | 0 | 0
[7 empty] | 0.0187 |  | 0.6612 | 0 | 0 | 0
[7 empty] | 0.0187 |  | 0.6612 | 0 | 0 | 0
[7 empty] | 0.0187 |  | 0.6612 | 0 | 0 | 0
[7 empty] | 0.0187 |  | 0.6612 | 0 | 0 | 0
[7 empty] | 0.0187 |  | 0.6612 | 0 | 0 | 0
[7 empty] | 0.0187 |  | 0.6612 | 0 | 0 | 0
[7 empty] | 0.0187 |  | 0.6612 | 0 | 0 | 0
[7 empty] | 0.0187 |  | 0.6612 | 0 | 0 | 0
[7 empty] | 0.0187 |  | 0.6612 | 0 | 0 | 0
[7 empty] | 0.0187 |  | 0.6612 | 0 | 0 | 0
[7 empty] | 0.0187 |  | 0.6612 | 0 | 0 | 0
[7 empty] | 0.0187 |  | 0.6612 | 0 | 0 | 0
[7 empty] | 0.0187 |  | 0.6612 | 0 | 0 | 0
[7 empty] | 0.0187 |  | 0.6612 | 0 | 0 | 0
[7 empty] | 0.0187 |  | 0.6612 | 0 | 0 | 0
[7 empty] | 0.0187 |  | 0.6612 | 0 | 0 | 0
[7 empty] | 0.0187 |  | 0.6612 | 0 | 0 | 0
[7 empty] | 0.0187 |  | 0.6612 | 0 | 0 | 0
[7 empty] | 0.0187 |  | 0.6612 | 0 | 0 | 0
[7 empty] | 0.0187 |  | 0.6612 | 0 | 0 | 0
[7 empty] | 0.0187 |  | 0.6612 | 0 | 0 | 0
[7 empty] | 0.0187 |  | 0.6612 | 0 | 0 | 0
[7 empty] | 0.0187 |  | 0.6612 | 0 | 0 | 0
[7 empty] | 0.0187 |  | 0.6612 | 0 | 0 | 0
[7 empty] | 0.0187 |  | 0.6612 | 0 | 0 | 0
[7 empty] | 0.0187 |  | 0.6612 | 0 | 0 | 0
[7 empty] | 0.0187 |  | 0.6612 | 0 | 0 | 0
[7 empty] | 0.0187 |  | 0.6612 | 0 | 0 | 0
[7 empty] | 0.0187 |  | 0.6612 | 0 | 0 | 0
[7 empty] | 0.0187 |  | 0.6612 | 0 | 0 | 0
[7 empty] | 0.0187 |  | 0.6612 | 0 | 0 | 0
[7 empty] | 0.0187 |  | 0.6612 | 0 | 0 | 0
[7 empty] | 0.0187 |  | 0.6612 | 0 | 0 | 0
[7 empty] | 0.0187 |  | 0.6612 | 0 | 0 | 0
[7 empty] | 0.0187 |  | 0.6612 | 0 | 0 | 0
[7 empty] | 0.0187 |  | 0.6612 | 0 | 0 | 0
[7 empty] | 0.0187 |  | 0.6612 | 0 | 0 | 0
[7 empty] | 0.0187 |  | 0.6612 | 0 | 0 | 0
[7 empty] | 0.0187 |  | 0.6612 | 0 | 0 | 0
[7 empty] | 0.0187 |  | 0.6612 | 0 | 0 | 0
[7 empty] | 0.0187 |  | 0.6612 | 0 | 0 | 0
[7 empty] | 0.0187 |  | 0.6612 | 0 | 0 | 0
[7 empty] | 0.0187 |  | 0.6612 | 0 | 0 | 0
[7 empty] | 0.0187 |  | 0.6612 | 0 | 0 | 0
[7 empty] | 0.0187 |  | 0.6612 | 0 | 0 | 0
[7 empty] | 0.0187 |  | 0.6612 | 0 | 0 | 0
[7 empty] | 0.0187 |  | 0.6612 | 0 | 0 | 0
[7 empty] | 0.0187 |  | 0.6612 | 0 | 0 | 0
[7 empty] | 0.0187 |  | 0.6612 | 0 | 0 | 0
[7 empty] | 0.0187 |  | 0.6612 | 0 | 0 | 0
[7 empty] | 0.0187 |  | 0.6612 | 0 | 0 | 0
[7 empty] | 0.0187 |  | 0.6612 | 0 | 0 | 0
[7 empty] | 0.0187 |  | 0.6612 | 0 | 0 | 0
[7 empty] | 0.0187 |  | 0.6612 | 0 | 0 | 0
[7 empty] | 0.0187 |  | 0.6612 | 0 | 0 | 0
[7 empty] | 0.0187 |  | 0.6612 | 0 | 0 | 0
[7 empty] | 0.0187 |  | 0.6612 | 0 | 0 | 0
[7 empty] | 0.0187 |  | 0.6612 | 0 | 0 | 0
[7 empty] | 0.0187 |  | 0.6612 | 0 | 0 | 0
[7 empty] | 0.0187 |  | 0.6612 | 0 | 0 | 0
[7 empty] | 0.0187 |  | 0.6612 | 0 | 0 | 0
[7 empty] | 0.0187 |  | 0.6612 | 0 | 0 | 0
[7 empty] | 0.0187 |  | 0.6612 | 0 | 0 | 0
[7 empty] | 0.0187 |  | 0.6612 | 0 | 0 | 0
[7 empty] | 0.0187 |  | 0.6612 | 0 | 0 | 0
[7 empty] | 0.0187 |  | 0.6612 | 0 | 0 | 0
[7 empty] | 0.0187 |  | 0.6612 | 0 | 0 | 0
[7 empty] | 0.0187 |  | 0.6612 | 0 | 0 | 0
[7 empty] | 0.0187 |  | 0.6612 | 0 | 0 | 0
[7 empty] | 0.0187 |  | 0.6612 | 0 | 0 | 0
[7 empty] | 0.0187 |  | 0.6612 | 0 | 0 | 0
[7 empty] | 0.0187 |  | 0.6612 | 0 | 0 | 0
[7 empty] | 0.0187 |  | 0.6612 | 0 | 0 | 0
[7 empty] | 0.0187 |  | 0.6612 | 0 | 0 | 0
[7 empty] | 0.0187 |  | 0.6612 | 0 | 0 | 0
[7 empty] | 0.0187 |  | 0.6612 | 0 | 0 | 0
[7 empty] | 0.0187 |  | 0.6612 | 0 | 0 | 0
[7 empty] | 0.0187 |  | 0.6612 | 0 | 0 | 0
[7 empty] | 0.0187 |  | 0.6612 | 0 | 0 | 0
[7 empty] | 0.0187 |  | 0.6612 | 0 | 0 | 0
[7 empty] | 0.0187 |  | 0.6612 | 0 | 0 | 0
[7 empty] | 0.0187 |  | 0.6612 | 0 | 0 | 0
[7 empty] | 0.0187 |  | 0.6612 | 0 | 0 | 0
[7 empty] | 0.0187 |  | 0.6612 | 0 | 0 | 0
[7 empty] | 0.0187 |  | 0.6612 | 0 | 0 | 0
[7 empty] | 0.0187 |  | 0.6612 | 0 | 0 | 0
[7 empty] | 0.0187 |  | 0.6612 | 0 | 0 | 0
[7 empty] | 0.0187 |  | 0.6612 | 0 | 0 | 0
[7 empty] | 0.0187 |  | 0.6612 | 0 | 0 | 0
[7 empty] | 0.0187 |  | 0.6612 | 0 | 0 | 0
[7 empty] | 0.0187 |  | 0.6612 | 0 | 0 | 0
[7 empty] | 0.0187 |  | 0.6612 | 0 | 0 | 0
[7 empty] | 0.0187 |  | 0.6612 | 0 | 0 | 0
[7 empty] | 0.0187 |  | 0.6612 | 0 | 0 | 0
[7 empty] | 0.0187 |  | 0.6612 | 0 | 0 | 0
[7 empty] | 0.0187 |  | 0.6612 | 0 | 0 | 0
[7 empty] | 0.0187 |  | 0.6612 | 0 | 0 | 0
[7 empty] | 0.0187 |  | 0.6612 | 0 | 0 | 0
[7 empty] | 0.0187 |  | 0.6612 | 0 | 0 | 0
[7 empty] | 0.0187 |  | 0.6612 | 0 | 0 | 0
[7 empty] | 0.0187 |  | 0.6612 | 0 | 0 | 0
[7 empty] | 0.0187 |  | 0.6612 | 0 | 0 | 0
[7 empty] | 0.0187 |  | 0.6612 | 0 | 0 | 0
[7 empty] | 0.0187 |  | 0.6612 | 0 | 0 | 0
[7 empty] | 0.0187 |  | 0.6612 | 0 | 0 | 0
[7 empty] | 0.0187 |  | 0.6612 | 0 | 0 | 0
[7 empty] | 0.0187 |  | 0.6612 | 0 | 0 | 0
[7 empty] | 0.0187 |  | 0.6612 | 0 | 0 | 0
[7 empty] | 0.0187 |  | 0.6612 | 0 | 0 | 0
[7 empty] | 0.0187 |  | 0.6612 | 0 | 0 | 0
[7 empty] | 0.0187 |  | 0.6612 | 0 | 0 | 0
[7 empty] | 0.0187 |  | 0.6612 | 0 | 0 | 0
[7 empty] | 0.0187 |  | 0.6612 | 0 | 0 | 0
[7 empty] | 0.0187 |  | 0.6612 | 0 | 0 | 0
[7 empty] | 0.0187 |  | 0.6612 | 0 | 0 | 0
[7 empty] | 0.0187 |  | 0.6612 | 0 | 0 | 0
[7 empty] | 0.0187 |  | 0.6612 | 0 | 0 | 0
[7 empty] | 0.0187 |  | 0.6612 | 0 | 0 | 0
[7 empty] | 0.0187 |  | 0.6612 | 0 | 0 | 0
[7 empty] | 0.0187 |  | 0.6612 | 0 | 0 | 0
[7 empty] | 0.0187 |  | 0.6612 | 0 | 0 | 0
[7 empty] | 0.0187 |  | 0.6612 | 0 | 0 | 0
[7 empty] | 0.0187 |  | 0.6612 | 0 | 0 | 0
[7 empty] | 0.0187 |  | 0.6612 | 0 | 0 | 0
[7 empty] | 0.0187 |  | 0.6612 | 0 | 0 | 0
[7 empty] | 0.0187 |  | 0.6612 | 0 | 0 | 0
[7 empty] | 0.0187 |  | 0.6612 | 0 | 0 | 0
[7 empty] | 0.0187 |  | 0.6612 | 0 | 0 | 0
[7 empty] | 0.0187 |  | 0.6612 | 0 | 0 | 0
[7 empty] | 0.0187 |  | 0.6612 | 0 | 0 | 0
[7 empty] | 0.0187 |  | 0.6612 | 0 | 0 | 0
[7 empty] | 0.0187 |  | 0.6612 | 0 | 0 | 0
[7 empty] | 0.0187 |  | 0.6612 | 0 | 0 | 0
[7 empty] | 0.0187 |  | 0.6612 | 0 | 0 | 0
[7 empty] | 0.0187 |  | 0.6612 | 0 | 0 | 0
[7 empty] | 0.0187 |  | 0.6612 | 0 | 0 | 0
[7 empty] | 0.0187 |  | 0.6612 | 0 | 0 | 0
[7 empty] | 0.0187 |  | 0.6612 | 0 | 0 | 0
[7 empty] | 0.0187 |  | 0.6612 | 0 | 0 | 0
[7 empty] | 0.0187 |  | 0.6612 | 0 | 0 | 0
[7 empty] | 0.0187 |  | 0.6612 | 0 | 0 | 0
[7 empty] | 0.0187 |  | 0.6612 | 0 | 0 | 0
[7 empty] | 0.0187 |  | 0.6612 | 0 | 0 | 0
[7 empty] | 0.0187 |  | 0.6612 | 0 | 0 | 0
[7 empty] | 0.0187 |  | 0.6612 | 0 | 0 | 0
[7 empty] | 0.0187 |  | 0.6612 | 0 | 0 | 0
[7 empty] | 0.0187 |  | 0.6612 | 0 | 0 | 0
[7 empty] | 0.0187 |  | 0.6612 | 0 | 0 | 0
[7 empty] | 0.0187 |  | 0.6612 | 0 | 0 | 0
[7 empty] | 0.0187 |  | 0.6612 | 0 | 0 | 0
[7 empty] | 0.0187 |  | 0.6612 | 0 | 0 | 0
[7 empty] | 0.0187 |  | 0.6612 | 0 | 0 | 0
[7 empty] | 0.0187 |  | 0.6612 | 0 | 0 | 0
[7 empty] | 0.0187 |  | 0.6612 | 0 | 0 | 0
[7 empty] | 0.0187 |  | 0.6612 | 0 | 0 | 0
[7 empty] | 0.0187 |  | 0.6612 | 0 | 0 | 0
[7 empty] | 0.0187 |  | 0.6612 | 0 | 0 | 0
[7 empty] | 0.0187 |  | 0.6612 | 0 | 0 | 0
[7 empty] | 0.0187 |  | 0.6612 | 0 | 0 | 0
[7 empty] | 0.0187 |  | 0.6612 | 0 | 0 | 0
[7 empty] | 0.0187 |  | 0.6612 | 0 | 0 | 0
[7 empty] | 0.0187 |  | 0.6612 | 0 | 0 | 0
[7 empty] | 0.0187 |  | 0.6612 | 0 | 0 | 0
[7 empty] | 0.0187 |  | 0.6612 | 0 | 0 | 0
[7 empty] | 0.0187 |  | 0.6612 | 0 | 0 | 0
[7 empty] | 0.0187 |  | 0.6612 | 0 | 0 | 0
[7 empty] | 0.0187 |  | 0.6612 | 0 | 0 | 0
[7 empty] | 0.0187 |  | 0.6612 | 0 | 0 | 0
[7 empty] | 0.0187 |  | 0.6612 | 0 | 0 | 0
[7 empty] | 0.0187 |  | 0.6612 | 0 | 0 | 0
[7 empty] | 0.0187 |  | 0.6612 | 0 | 0 | 0
[7 empty] | 0.0187 |  | 0.6612 | 0 | 0 | 0
[7 empty] | 0.0187 |  | 0.6612 | 0 | 0 | 0
[7 empty] | 0.0187 |  | 0.6612 | 0 | 0 | 0
[7 empty] | 0.0187 |  | 0.6612 | 0 | 0 | 0
[7 empty] | 0.0187 |  | 0.6612 | 0 | 0 | 0
[7 empty] | 0.0187 |  | 0.6612 | 0 | 0 | 0
[7 empty] | 0.0187 |  | 0.6612 | 0 | 0 | 0
[7 empty] | 0.0187 |  | 0.6612 | 0 | 0 | 0
[7 empty] | 0.0187 |  | 0.6612 | 0 | 0 | 0
[7 empty] | 0.0187 |  | 0.6612 | 0 | 0 | 0
[7 empty] | 0.0187 |  | 0.6612 | 0 | 0 | 0
[7 empty] | 0.0187 |  | 0.6612 | 0 | 0 | 0
[7 empty] | 0.0187 |  | 0.6612 | 0 | 0 | 0
[7 empty] | 0.0187 |  | 0.6612 | 0 | 0 | 0
[7 empty] | 0.0187 |  | 0.6612 | 0 | 0 | 0
[7 empty] | 0.0187 |  | 0.6612 | 0 | 0 | 0
[7 empty] | 0.0187 |  | 0.6612 | 0 | 0 | 0
[7 empty] | 0.0187 |  | 0.6612 | 0 | 0 | 0
[7 empty] | 0.0187 |  | 0.6612 | 0 | 0 | 0
[7 empty] | 0.0187 |  | 0.6612 | 0 | 0 | 0
[7 empty] | 0.0187 |  | 0.6612 | 0 | 0 | 0
[7 empty] | 0.0187 |  | 0.6612 | 0 | 0 | 0
[7 empty] | 0.0187 |  | 0.6612 | 0 | 0 | 0
[7 empty] | 0.0187 |  | 0.6612 | 0 | 0 | 0
[7 empty] | 0.0187 |  | 0.6612 | 0 | 0 | 0
[7 empty] | 0.0187 |  | 0.6612 | 0 | 0 | 0
[7 empty] | 0.0187 |  | 0.6612 | 0 | 0 | 0
[7 empty] | 0.0187 |  | 0.6612 | 0 | 0 | 0
[7 empty] | 0.0187 |  | 0.6612 | 0 | 0 | 0
[7 empty] | 0.0187 |  | 0.6612 | 0 | 0 | 0
[7 empty] | 0.0187 |  | 0.6612 | 0 | 0 | 0
[7 empty] | 0.0187 |  | 0.6612 | 0 | 0 | 0
[7 empty] | 0.0187 |  | 0.6612 | 0 | 0 | 0
[7 empty] | 0.0187 |  | 0.6612 | 0 | 0 | 0
[7 empty] | 0.0187 |  | 0.6612 | 0 | 0 | 0
[7 empty] | 0.0187 |  | 0.6612 | 0 | 0 | 0
[7 empty] | 0.0187 |  | 0.6612 | 0 | 0 | 0
[7 empty] | 0.0187 |  | 0.6612 | 0 | 0 | 0
[7 empty] | 0.0187 |  | 0.6612 | 0 | 0 | 0
[7 empty] | 0.0187 |  | 0.6612 | 0 | 0 | 0
[7 empty] | 0.0187 |  | 0.6612 | 0 | 0 | 0
[7 empty] | 0.0187 |  | 0.6612 | 0 | 0 | 0
[7 empty] | 0.0187 |  | 0.6612 | 0 | 0 | 0
[7 empty] | 0.0187 |  | 0.6612 | 0 | 0 | 0
[7 empty] | 0.0187 |  | 0.6612 | 0 | 0 | 0
[7 empty] | 0.0187 |  | 0.6612 | 0 | 0 | 0
[7 empty] | 0.0187 |  | 0.6612 | 0 | 0 | 0
[7 empty] | 0.0187 |  | 0.6612 | 0 | 0 | 0
[7 empty] | 0.0187 |  | 0.6612 | 0 | 0 | 0
[7 empty] | 0.0187 |  | 0.6612 | 0 | 0 | 0
[7 empty] | 0.0187 |  | 0.6612 | 0 | 0 | 0
[7 empty] | 0.0187 |  | 0.6612 | 0 | 0 | 0
[7 empty] | 0.0187 |  | 0.6612 | 0 | 0 | 0
[7 empty] | 0.0187 |  | 0.6612 | 0 | 0 | 0
[7 empty] | 0.0187 |  | 0.6612 | 0 | 0 | 0
[7 empty] | 0.0187 |  | 0.6612 | 0 | 0 | 0
[7 empty] | 0.0187 |  | 0.6612 | 0 | 0 | 0
[7 empty] | 0.0187 |  | 0.6612 | 0 | 0 | 0
[7 empty] | 0.0187 |  | 0.6612 | 0 | 0 | 0
[7 empty] | 0.0187 |  | 0.6612 | 0 | 0 | 0
[7 empty] | 0.0187 |  | 0.6612 | 0 | 0 | 0
[7 empty] | 0.0187 |  | 0.6612 | 0 | 0 | 0
[7 empty] | 0.0187 |  | 0.6612 | 0 | 0 | 0
[7 empty] | 0.0187 |  | 0.6612 | 0 | 0 | 0
[7 empty] | 0.0187 |  | 0.6612 | 0 | 0 | 0
[7 empty] | 0.0187 |  | 0.6612 | 0 | 0 | 0
[7 empty] | 0.0187 |  | 0.6612 | 0 | 0 | 0
[7 empty] | 0.0187 |  | 0.6612 | 0 | 0 | 0
[7 empty] | 0.0187 |  | 0.6612 | 0 | 0 | 0
[7 empty] | 0.0187 |  | 0.6612 | 0 | 0 | 0
[7 empty] | 0.0187 |  | 0.6612 | 0 | 0 | 0
[7 empty] | 0.0187 |  | 0.6612 | 0 | 0 | 0
[7 empty] | 0.0187 |  | 0.6612 | 0 | 0 | 0
[7 empty] | 0.0187 |  | 0.6612 | 0 | 0 | 0
[7 empty] | 0.0187 |  | 0.6612 | 0 | 0 | 0
[7 empty] | 0.0187 |  | 0.6612 | 0 | 0 | 0
[7 empty] | 0.0187 |  | 0.6612 | 0 | 0 | 0
[7 empty] | 0.0187 |  | 0.6612 | 0 | 0 | 0
[7 empty] | 0.0187 |  | 0.6612 | 0 | 0 | 0
[7 empty] | 0.0187 |  | 0.6612 | 0 | 0 | 0
[7 empty] | 0.0187 |  | 0.6612 | 0 | 0 | 0
[7 empty] | 0.0187 |  | 0.6612 | 0 | 0 | 0
[7 empty] | 0.0187 |  | 0.6612 | 0 | 0 | 0
[7 empty] | 0.0187 |  | 0.6612 | 0 | 0 | 0
[7 empty] | 0.0187 |  | 0.6612 | 0 | 0 | 0
[7 empty] | 0.0187 |  | 0.6612 | 0 | 0 | 0
[7 empty] | 0.0187 |  | 0.6612 | 0 | 0 | 0
[7 empty] | 0.0187 |  | 0.6612 | 0 | 0 | 0
[7 empty] | 0.0187 |  | 0.6612 | 0 | 0 | 0
[7 empty] | 0.0187 |  | 0.6612 | 0 | 0 | 0
[7 empty] | 0.0187 |  | 0.6612 | 0 | 0 | 0
[7 empty] | 0.0187 |  | 0.6612 | 0 | 0 | 0
[7 empty] | 0.0187 |  | 0.6612 | 0 | 0 | 0
[7 empty] | 0.0187 |  | 0.6612 | 0 | 0 | 0
[7 empty] | 0.0187 |  | 0.6612 | 0 | 0 | 0
[7 empty] | 0.0187 |  | 0.6612 | 0 | 0 | 0
[7 empty] | 0.0187 |  | 0.6612 | 0 | 0 | 0
[7 empty] | 0.0187 |  | 0.6612 | 0 | 0 | 0
[7 empty] | 0.0187 |  | 0.6612 | 0 | 0 | 0
[7 empty] | 0.0187 |  | 0.6612 | 0 | 0 | 0
[7 empty] | 0.0187 |  | 0.6612 | 0 | 0 | 0
[7 empty] | 0.0187 |  | 0.6612 | 0 | 0 | 0
[7 empty] | 0.0187 |  | 0.6612 | 0 | 0 | 0
[7 empty] | 0.0187 |  | 0.6612 | 0 | 0 | 0
[7 empty] | 0.0187 |  | 0.6612 | 0 | 0 | 0
[7 empty] | 0.0187 |  | 0.6612 | 0 | 0 | 0
[7 empty] | 0.0187 |  | 0.6612 | 0 | 0 | 0
[7 empty] | 0.0187 |  | 0.6612 | 0 | 0 | 0
[7 empty] | 0.0187 |  | 0.6612 | 0 | 0 | 0
[7 empty] | 0.0187 |  | 0.6612 | 0 | 0 | 0
[7 empty] | 0.0187 |  | 0.6612 | 0 | 0 | 0
[7 empty] | 0.0187 |  | 0.6612 | 0 | 0 | 0
[7 empty] | 0.0187 |  | 0.6612 | 0 | 0 | 0
[7 empty] | 0.0187 |  | 0.6612 | 0 | 0 | 0
[7 empty] | 0.0187 |  | 0.6612 | 0 | 0 | 0
[7 empty] | 0.0187 |  | 0.6612 | 0 | 0 | 0
[7 empty] | 0.0187 |  | 0.6612 | 0 | 0 | 0
[7 empty] | 0.0187 |  | 0.6612 | 0 | 0 | 0
[7 empty] | 0.0187 |  | 0.6612 | 0 | 0 | 0
[7 empty] | 0.0187 |  | 0.6612 | 0 | 0 | 0
[7 empty] | 0.0187 |  | 0.6612 | 0 | 0 | 0
[7 empty] | 0.0187 |  | 0.6612 | 0 | 0 | 0
[7 empty] | 0.0187 |  | 0.6612 | 0 | 0 | 0
[7 empty] | 0.0187 |  | 0.6612 | 0 | 0 | 0
[7 empty] | 0.0187 |  | 0.6612 | 0 | 0 | 0
[7 empty] | 0.0187 |  | 0.6612 | 0 | 0 | 0
[7 empty] | 0.0187 |  | 0.6612 | 0 | 0 | 0
[7 empty] | 0.0187 |  | 0.6612 | 0 | 0 | 0
[7 empty] | 0.0187 |  | 0.6612 | 0 | 0 | 0
[7 empty] | 0.0187 |  | 0.6612 | 0 | 0 | 0
[7 empty] | 0.0187 |  | 0.6612 | 0 | 0 | 0
[7 empty] | 0.0187 |  | 0.6612 | 0 | 0 | 0
[7 empty] | 0.0187 |  | 0.6612 | 0 | 0 | 0
[7 empty] | 0.0187 |  | 0.6612 | 0 | 0 | 0
[7 empty] | 0.0187 |  | 0.6612 | 0 | 0 | 0
[7 empty] | 0.0187 |  | 0.6612 | 0 | 0 | 0
[7 empty] | 0.0187 |  | 0.6612 | 0 | 0 | 0
[7 empty] | 0.0187 |  | 0.6612 | 0 | 0 | 0
[7 empty] | 0.0187 |  | 0.6612 | 0 | 0 | 0
[7 empty] | 0.0187 |  | 0.6612 | 0 | 0 | 0
[7 empty] | 0.0187 |  | 0.6612 | 0 | 0 | 0
[7 empty] | 0.0187 |  | 0.6612 | 0 | 0 | 0
[7 empty] | 0.0187 |  | 0.6612 | 0 | 0 | 0
[7 empty] | 0.0187 |  | 0.6612 | 0 | 0 | 0
[7 empty] | 0.0187 |  | 0.6612 | 0 | 0 | 0
[7 empty] | 0.0187 |  | 0.6612 | 0 | 0 | 0
[7 empty] | 0.0187 |  | 0.6612 | 0 | 0 | 0
[7 empty] | 0.0187 |  | 0.6612 | 0 | 0 | 0
[7 empty] | 0.0187 |  | 0.6612 | 0 | 0 | 0
[7 empty] | 0.0187 |  | 0.6612 | 0 | 0 | 0
[7 empty] | 0.0187 |  | 0.6612 | 0 | 0 | 0
[7 empty] | 0.0187 |  | 0.6612 | 0 | 0 | 0
[7 empty] | 0.0187 |  | 0.6612 | 0 | 0 | 0
[7 empty] | 0.0187 |  | 0.6612 | 0 | 0 | 0
[7 empty] | 0.0187 |  | 0.6612 | 0 | 0 | 0
[7 empty] | 0.0187 |  | 0.6612 | 0 | 0 | 0
[7 empty] | 0.0187 |  | 0.6612 | 0 | 0 | 0
[7 empty] | 0.0187 |  | 0.6612 | 0 | 0 | 0
[7 empty] | 0.0187 |  | 0.6612 | 0 | 0 | 0
[7 empty] | 0.0187 |  | 0.6612 | 0 | 0 | 0
[7 empty] | 0.0187 |  | 0.6612 | 0 | 0 | 0
[7 empty] | 0.0187 |  | 0.6612 | 0 | 0 | 0
[7 empty] | 0.0187 |  | 0.6612 | 0 | 0 | 0
[7 empty] | 0.0187 |  | 0.6612 | 0 | 0 | 0
[7 empty] | 0.0187 |  | 0.6612 | 0 | 0 | 0
[7 empty] | 0.0187 |  | 0.6612 | 0 | 0 | 0
[7 empty] | 0.0187 |  | 0.6612 | 0 | 0 | 0
[7 empty] | 0.0187 |  | 0.6612 | 0 | 0 | 0
[7 empty] | 0.0187 |  | 0.6612 | 0 | 0 | 0
[7 empty] | 0.0187 |  | 0.6612 | 0 | 0 | 0
[7 empty] | 0.0187 |  | 0.6612 | 0 | 0 | 0
[7 empty] | 0.0187 |  | 0.6612 | 0 | 0 | 0
[7 empty] | 0.0187 |  | 0.6612 | 0 | 0 | 0
[7 empty] | 0.0187 |  | 0.6612 | 0 | 0 | 0
[7 empty] | 0.0187 |  | 0.6612 | 0 | 0 | 0
[7 empty] | 0.0187 |  | 0.6612 | 0 | 0 | 0
[7 empty] | 0.0187 |  | 0.6612 | 0 | 0 | 0
[7 empty] | 0.0187 |  | 0.6612 | 0 | 0 | 0
[7 empty] | 0.0187 |  | 0.6612 | 0 | 0 | 0
[7 empty] | 0.0187 |  | 0.6612 | 0 | 0 | 0
[7 empty] | 0.0187 |  | 0.6612 | 0 | 0 | 0
[7 empty] | 0.0187 |  | 0.6612 | 0 | 0 | 0
[7 empty] | 0.0187 |  | 0.6612 | 0 | 0 | 0
[7 empty] | 0.0187 |  | 0.6612 | 0 | 0 | 0
[7 empty] | 0.0187 |  | 0.6612 | 0 | 0 | 0
[7 empty] | 0.0187 |  | 0.6612 | 0 | 0 | 0
[7 empty] | 0.0187 |  | 0.6612 | 0 | 0 | 0
[7 empty] | 0.0187 |  | 0.6612 | 0 | 0 | 0
[7 empty] | 0.0187 |  | 0.6612 | 0 | 0 | 0
[7 empty] | 0.0187 |  | 0.6612 | 0 | 0 | 0
[7 empty] | 0.0187 |  | 0.6612 | 0 | 0 | 0
[7 empty] | 0.0187 |  | 0.6612 | 0 | 0 | 0
[7 empty] | 0.0187 |  | 0.6612 | 0 | 0 | 0
[7 empty] | 0.0187 |  | 0.6612 | 0 | 0 | 0
[7 empty] | 0.0187 |  | 0.6612 | 0 | 0 | 0
[7 empty] | 0.0187 |  | 0.6612 | 0 | 0 | 0
[7 empty] | 0.0187 |  | 0.6612 | 0 | 0 | 0
[7 empty] | 0.0187 |  | 0.6612 | 0 | 0 | 0
[7 empty] | 0.0187 |  | 0.6612 | 0 | 0 | 0
[7 empty] | 0.0187 |  | 0.6612 | 0 | 0 | 0
[7 empty] | 0.0187 |  | 0.6612 | 0 | 0 | 0
[7 empty] | 0.0187 |  | 0.6612 | 0 | 0 | 0
[7 empty] | 0.0187 |  | 0.6612 | 0 | 0 | 0
[7 empty] | 0.0187 |  | 0.6612 | 0 | 0 | 0
[7 empty] | 0.0187 |  | 0.6612 | 0 | 0 | 0
[7 empty] | 0.0187 |  | 0.6612 | 0 | 0 | 0
[7 empty] | 0.0187 |  | 0.6612 | 0 | 0 | 0
[7 empty] | 0.0187 |  | 0.6612 | 0 | 0 | 0
[7 empty] | 0.0187 |  | 0.6612 | 0 | 0 | 0
[7 empty] | 0.0187 |  | 0.6612 | 0 | 0 | 0
[7 empty] | 0.0187 |  | 0.6612 | 0 | 0 | 0
[7 empty] | 0.0187 |  | 0.6612 | 0 | 0 | 0
[7 empty] | 0.0187 |  | 0.6612 | 0 | 0 | 0
[7 empty] | 0.0187 |  | 0.6612 | 0 | 0 | 0
[7 empty] | 0.0187 |  | 0.6612 | 0 | 0 | 0
[7 empty] | 0.0187 |  | 0.6612 | 0 | 0 | 0
[7 empty] | 0.0187 |  | 0.6612 | 0 | 0 | 0
[7 empty] | 0.0187 |  | 0.6612 | 0 | 0 | 0
[7 empty] | 0.0187 |  | 0.6612 | 0 | 0 | 0
[7 empty] | 0.0187 |  | 0.6612 | 0 | 0 | 0
[7 empty] | 0.0187 |  | 0.6612 | 0 | 0 | 0
[7 empty] | 0.0187 |  | 0.6612 | 0 | 0 | 0
[7 empty] | 0.0187 |  | 0.6612 | 0 | 0 | 0
[7 empty] | 0.0187 |  | 0.6612 | 0 | 0 | 0
[7 empty] | 0.0187 |  | 0.6612 | 0 | 0 | 0
[7 empty] | 0.0187 |  | 0.6612 | 0 | 0 | 0
[7 empty] | 0.0187 |  | 0.6612 | 0 | 0 | 0
[7 empty] | 0.0187 |  | 0.6612 | 0 | 0 | 0
[7 empty] | 0.0187 |  | 0.6612 | 0 | 0 | 0
[7 empty] | 0.0187 |  | 0.6612 | 0 | 0 | 0
[7 empty] | 0.0187 |  | 0.6612 | 0 | 0 | 0
[7 empty] | 0.0187 |  | 0.6612 | 0 | 0 | 0
[7 empty] | 0.0187 |  | 0.6612 | 0 | 0 | 0
[7 empty] | 0.0187 |  | 0.6612 | 0 | 0 | 0
[7 empty] | 0.0187 |  | 0.6612 | 0 | 0 | 0
[7 empty] | 0.0187 |  | 0.6612 | 0 | 0 | 0
[7 empty] | 0.0187 |  | 0.6612 | 0 | 0 | 0
[7 empty] | 0.0187 |  | 0.6612 | 0 | 0 | 0
[7 empty] | 0.0187 |  | 0.6612 | 0 | 0 | 0
[7 empty] | 0.0187 |  | 0.6612 | 0 | 0 | 0
[7 empty] | 0.0187 |  | 0.6612 | 0 | 0 | 0
[7 empty] | 0.0187 |  | 0.6612 | 0 | 0 | 0
[7 empty] | 0.0187 |  | 0.6612 | 0 | 0 | 0
[7 empty] | 0.0187 |  | 0.6612 | 0 | 0 | 0
[7 empty] | 0.0187 |  | 0.6612 | 0 | 0 | 0
[7 empty] | 0.0187 |  | 0.6612 | 0 | 0 | 0
[7 empty] | 0.0187 |  | 0.6612 | 0 | 0 | 0
[7 empty] | 0.0187 |  | 0.6612 | 0 | 0 | 0
[7 empty] | 0.0187 |  | 0.6612 | 0 | 0 | 0
[7 empty] | 0.0187 |  | 0.6612 | 0 | 0 | 0
[7 empty] | 0.0187 |  | 0.6612 | 0 | 0 | 0
[7 empty] | 0.0187 |  | 0.6612 | 0 | 0 | 0
[7 empty] | 0.0187 |  | 0.6612 | 0 | 0 | 0
[7 empty] | 0.0187 |  | 0.6612 | 0 | 0 | 0
[7 empty] | 0.0187 |  | 0.6612 | 0 | 0 | 0
[7 empty] | 0.0187 |  | 0.6612 | 0 | 0 | 0
[7 empty] | 0.0187 |  | 0.6612 | 0 | 0 | 0
[7 empty] | 0.0187 |  | 0.6612 | 0 | 0 | 0
[7 empty] | 0.0187 |  | 0.6612 | 0 | 0 | 0
[7 empty] | 0.0187 |  | 0.6612 | 0 | 0 | 0
[7 empty] | 0.0187 |  | 0.6612 | 0 | 0 | 0
[7 empty] | 0.0187 |  | 0.6612 | 0 | 0 | 0
[7 empty] | 0.0187 |  | 0.6612 | 0 | 0 | 0
[7 empty] | 0.0187 |  | 0.6612 | 0 | 0 | 0
[7 empty] | 0.0187 |  | 0.6612 | 0 | 0 | 0
[7 empty] | 0.0187 |  | 0.6612 | 0 | 0 | 0
[7 empty] | 0.0187 |  | 0.6612 | 0 | 0 | 0
[7 empty] | 0.0187 |  | 0.6612 | 0 | 0 | 0
[7 empty] | 0.0187 |  | 0.6612 | 0 | 0 | 0
[7 empty] | 0.0187 |  | 0.6612 | 0 | 0 | 0
[7 empty] | 0.0187 |  | 0.6612 | 0 | 0 | 0
[7 empty] | 0.0187 |  | 0.6612 | 0 | 0 | 0
[7 empty] | 0.0187 |  | 0.6612 | 0 | 0 | 0
[7 empty] | 0.0187 |  | 0.6612 | 0 | 0 | 0
[7 empty] | 0.0187 |  | 0.6612 | 0 | 0 | 0
[7 empty] | 0.0187 |  | 0.6612 | 0 | 0 | 0
[7 empty] | 0.0187 |  | 0.6612 | 0 | 0 | 0
[7 empty] | 0.0187 |  | 0.6612 | 0 | 0 | 0
[7 empty] | 0.0187 |  | 0.6612 | 0 | 0 | 0
[7 empty] | 0.0187 |  | 0.6612 | 0 | 0 | 0
[7 empty] | 0.0187 |  | 0.6612 | 0 | 0 | 0
[7 empty] | 0.0187 |  | 0.6612 | 0 | 0 | 0
[7 empty] | 0.0187 |  | 0.6612 | 0 | 0 | 0
[7 empty] | 0.0187 |  | 0.6612 | 0 | 0 | 0
[7 empty] | 0.0187 |  | 0.6612 | 0 | 0 | 0
[7 empty] | 0.0187 |  | 0.6612 | 0 | 0 | 0
[7 empty] | 0.0187 |  | 0.6612 | 0 | 0 | 0
[7 empty] | 0.0187 |  | 0.6612 | 0 | 0 | 0
[7 empty] | 0.0187 |  | 0.6612 | 0 | 0 | 0
[7 empty] | 0.0187 |  | 0.6612 | 0 | 0 | 0
[7 empty] | 0.0187 |  | 0.6612 | 0 | 0 | 0
[7 empty] | 0.0187 |  | 0.6612 | 0 | 0 | 0
[7 empty] | 0.0187 |  | 0.6612 | 0 | 0 | 0
[7 empty] | 0.0187 |  | 0.6612 | 0 | 0 | 0
[7 empty] | 0.0187 |  | 0.6612 | 0 | 0 | 0
[7 empty] | 0.0187 |  | 0.6612 | 0 | 0 | 0
[7 empty] | 0.0187 |  | 0.6612 | 0 | 0 | 0
[7 empty] | 0.0187 |  | 0.6612 | 0 | 0 | 0
[7 empty] | 0.0187 |  | 0.6612 | 0 | 0 | 0
[7 empty] | 0.0187 |  | 0.6612 | 0 | 0 | 0
[7 empty] | 0.0187 |  | 0.6612 | 0 | 0 | 0
[7 empty] | 0.0187 |  | 0.6612 | 0 | 0 | 0
[7 empty] | 0.0187 |  | 0.6612 | 0 | 0 | 0
[7 empty] | 0.0187 |  | 0.6612 | 0 | 0 | 0
[7 empty] | 0.0187 |  | 0.6612 | 0 | 0 | 0
[7 empty] | 0.0187 |  | 0.6612 | 0 | 0 | 0
[7 empty] | 0.0187 |  | 0.6612 | 0 | 0 | 0
[7 empty] | 0.0187 |  | 0.6612 | 0 | 0 | 0
[7 empty] | 0.0187 |  | 0.6612 | 0 | 0 | 0
[7 empty] | 0.0187 |  | 0.6612 | 0 | 0 | 0
[7 empty] | 0.0187 |  | 0.6612 | 0 | 0 | 0
[7 empty] | 0.0187 |  | 0.6612 | 0 | 0 | 0
[7 empty] | 0.0187 |  | 0.6612 | 0 | 0 | 0
[7 empty] | 0.0187 |  | 0.6612 | 0 | 0 | 0
[7 empty] | 0.0187 |  | 0.6612 | 0 | 0 | 0
[7 empty] | 0.0187 |  | 0.6612 | 0 | 0 | 0
[7 empty] | 0.0187 |  | 0.6612 | 0 | 0 | 0
[7 empty] | 0.0187 |  | 0.6612 | 0 | 0 | 0
[7 empty] | 0.0187 |  | 0.6612 | 0 | 0 | 0
[7 empty] | 0.0187 |  | 0.6612 | 0 | 0 | 0
[7 empty] | 0.0187 |  | 0.6612 | 0 | 0 | 0
[7 empty] | 0.0187 |  | 0.6612 | 0 | 0 | 0
[7 empty] | 0.0187 |  | 0.6612 | 0 | 0 | 0
[7 empty] | 0.0187 |  | 0.6612 | 0 | 0 | 0
[7 empty] | 0.0187 |  | 0.6612 | 0 | 0 | 0
[7 empty] | 0.0187 |  | 0.6612 | 0 | 0 | 0
[7 empty] | 0.0187 |  | 0.6612 | 0 | 0 | 0
[7 empty] | 0.0187 |  | 0.6612 | 0 | 0 | 0
[7 empty] | 0.0187 |  | 0.6612 | 0 | 0 | 0
[7 empty] | 0.0187 |  | 0.6612 | 0 | 0 | 0
[7 empty] | 0.0187 |  | 0.6612 | 0 | 0 | 0
[7 empty] | 0.0187 |  | 0.6612 | 0 | 0 | 0
[7 empty] | 0.0187 |  | 0.6612 | 0 | 0 | 0
[7 empty] | 0.0187 |  | 0.6612 | 0 | 0 | 0
[7 empty] | 0.0187 |  | 0.6612 | 0 | 0 | 0
[7 empty] | 0.0187 |  | 0.6612 | 0 | 0 | 0
[7 empty] | 0.0187 |  | 0.6612 | 0 | 0 | 0
[7 empty] | 0.0187 |  | 0.6612 | 0 | 0 | 0
[7 empty] | 0.0187 |  | 0.6612 | 0 | 0 | 0
[7 empty] | 0.0187 |  | 0.6612 | 0 | 0 | 0
[7 empty] | 0.0187 |  | 0.6612 | 0 | 0 | 0
[7 empty] | 0.0187 |  | 0.6612 | 0 | 0 | 0
[7 empty] | 0.0187 |  | 0.6612 | 0 | 0 | 0
[7 empty] | 0.0187 |  | 0.6612 | 0 | 0 | 0
[7 empty] | 0.0187 |  | 0.6612 | 0 | 0 | 0
[7 empty] | 0.0187 |  | 0.6612 | 0 | 0 | 0
[7 empty] | 0.0187 |  | 0.6612 | 0 | 0 | 0
[7 empty] | 0.0187 |  | 0.6612 | 0 | 0 | 0
[7 empty] | 0.0187 |  | 0.6612 | 0 | 0 | 0
[7 empty] | 0.0187 |  | 0.6612 | 0 | 0 | 0
[7 empty] | 0.0187 |  | 0.6612 | 0 | 0 | 0
[7 empty] | 0.0187 |  | 0.6612 | 0 | 0 | 0
[7 empty] | 0.0187 |  | 0.6612 | 0 | 0 | 0
[7 empty] | 0.0187 |  | 0.6612 | 0 | 0 | 0
[7 empty] | 0.0187 |  | 0.6612 | 0 | 0 | 0
[7 empty] | 0.0187 |  | 0.6612 | 0 | 0 | 0
[7 empty] | 0.0187 |  | 0.6612 | 0 | 0 | 0
[7 empty] | 0.0187 |  | 0.6612 | 0 | 0 | 0
[7 empty] | 0.0187 |  | 0.6612 | 0 | 0 | 0
[7 empty] | 0.0187 |  | 0.6612 | 0 | 0 | 0
[7 empty] | 0.0187 |  | 0.6612 | 0 | 0 | 0
[7 empty] | 0.0187 |  | 0.6612 | 0 | 0 | 0
[7 empty] | 0.0187 |  | 0.6612 | 0 | 0 | 0
[7 empty] | 0.0187 |  | 0.6612 | 0 | 0 | 0
[7 empty] | 0.0187 |  | 0.6612 | 0 | 0 | 0
[7 empty] | 0.0187 |  | 0.6612 | 0 | 0 | 0
[7 empty] | 0.0187 |  | 0.6612 | 0 | 0 | 0
[7 empty] | 0.0187 |  | 0.6612 | 0 | 0 | 0
[7 empty] | 0.0187 |  | 0.6612 | 0 | 0 | 0
[7 empty] | 0.0187 |  | 0.6612 | 0 | 0 | 0
[7 empty] | 0.0187 |  | 0.6612 | 0 | 0 | 0
[7 empty] | 0.0187 |  | 0.6612 | 0 | 0 | 0
[7 empty] | 0.0187 |  | 0.6612 | 0 | 0 | 0
[7 empty] | 0.0187 |  | 0.6612 | 0 | 0 | 0
[7 empty] | 0.0187 |  | 0.6612 | 0 | 0 | 0
[7 empty] | 0.0187 |  | 0.6612 | 0 | 0 | 0
[7 empty] | 0.0187 |  | 0.6612 | 0 | 0 | 0
[7 empty] | 0.0187 |  | 0.6612 | 0 | 0 | 0
[7 empty] | 0.0187 |  | 0.6612 | 0 | 0 | 0
[7 empty] | 0.0187 |  | 0.6612 | 0 | 0 | 0
[7 empty] | 0.0187 |  | 0.6612 | 0 | 0 | 0
[7 empty] | 0.0187 |  | 0.6612 | 0 | 0 | 0
[7 empty] | 0.0187 |  | 0.6612 | 0 | 0 | 0
[7 empty] | 0.0187 |  | 0.6612 | 0 | 0 | 0
[7 empty] | 0.0187 |  | 0.6612 | 0 | 0 | 0
[7 empty] | 0.0187 |  | 0.6612 | 0 | 0 | 0
[7 empty] | 0.0187 |  | 0.6612 | 0 | 0 | 0
[7 empty] | 0.0187 |  | 0.6612 | 0 | 0 | 0
[7 empty] | 0.0187 |  | 0.6612 | 0 | 0 | 0
[7 empty] | 0.0187 |  | 0.6612 | 0 | 0 | 0
[7 empty] | 0.0187 |  | 0.6612 | 0 | 0 | 0
[7 empty] | 0.0187 |  | 0.6612 | 0 | 0 | 0
[7 empty] | 0.0187 |  | 0.6612 | 0 | 0 | 0
[7 empty] | 0.0187 |  | 0.6612 | 0 | 0 | 0
[7 empty] | 0.0187 |  | 0.6612 | 0 | 0 | 0
[7 empty] | 0.0187 |  | 0.6612 | 0 | 0 | 0
[7 empty] | 0.0187 |  | 0.6612 | 0 | 0 | 0
[7 empty] | 0.0187 |  | 0.6612 | 0 | 0 | 0
[7 empty] | 0.0187 |  | 0.6612 | 0 | 0 | 0
[7 empty] | 0.0187 |  | 0.6612 | 0 | 0 | 0
[7 empty] | 0.0187 |  | 0.6612 | 0 | 0 | 0
[7 empty] | 0.0187 |  | 0.6612 | 0 | 0 | 0
[7 empty] | 0.0187 |  | 0.6612 | 0 | 0 | 0
[7 empty] | 0.0187 |  | 0.6612 | 0 | 0 | 0
[7 empty] | 0.0187 |  | 0.6612 | 0 | 0 | 0
[7 empty] | 0.0187 |  | 0.6612 | 0 | 0 | 0
[7 empty] | 0.0187 |  | 0.6612 | 0 | 0 | 0
[7 empty] | 0.0187 |  | 0.6612 | 0 | 0 | 0
[7 empty] | 0.0187 |  | 0.6612 | 0 | 0 | 0
[7 empty] | 0.0187 |  | 0.6612 | 0 | 0 | 0
[7 empty] | 0.0187 |  | 0.6612 | 0 | 0 | 0
[7 empty] | 0.0187 |  | 0.6612 | 0 | 0 | 0
[7 empty] | 0.0187 |  | 0.6612 | 0 | 0 | 0
[7 empty] | 0.0187 |  | 0.6612 | 0 | 0 | 0
[7 empty] | 0.0187 |  | 0.6612 | 0 | 0 | 0
[7 empty] | 0.0187 |  | 0.6612 | 0 | 0 | 0
[7 empty] | 0.0187 |  | 0.6612 | 0 | 0 | 0
[7 empty] | 0.0187 |  | 0.6612 | 0 | 0 | 0
[7 empty] | 0.0187 |  | 0.6612 | 0 | 0 | 0
[7 empty] | 0.0187 |  | 0.6612 | 0 | 0 | 0
[7 empty] | 0.0187 |  | 0.6612 | 0 | 0 | 0
[7 empty] | 0.0187 |  | 0.6612 | 0 | 0 | 0
[7 empty] | 0.0187 |  | 0.6612 | 0 | 0 | 0
[7 empty] | 0.0187 |  | 0.6612 | 0 | 0 | 0
[7 empty] | 0.0187 |  | 0.6612 | 0 | 0 | 0
[7 empty] | 0.0187 |  | 0.6612 | 0 | 0 | 0
[7 empty] | 0.0187 |  | 0.6612 | 0 | 0 | 0
[7 empty] | 0.0187 |  | 0.6612 | 0 | 0 | 0
[7 empty] | 0.0187 |  | 0.6612 | 0 | 0 | 0
[7 empty] | 0.0187 |  | 0.6612 | 0 | 0 | 0
[7 empty] | 0.0187 |  | 0.6612 | 0 | 0 | 0
[7 empty] | 0.0187 |  | 0.6612 | 0 | 0 | 0
[7 empty] | 0.0187 |  | 0.6612 | 0 | 0 | 0
[7 empty] | 0.0187 |  | 0.6612 | 0 | 0 | 0
[7 empty] | 0.0187 |  | 0.6612 | 0 | 0 | 0
[7 empty] | 0.0187 |  | 0.6612 | 0 | 0 | 0
[7 empty] | 0.0187 |  | 0.6612 | 0 | 0 | 0
[7 empty] | 0.0187 |  | 0.6612 | 0 | 0 | 0
[7 empty] | 0.0187 |  | 0.6612 | 0 | 0 | 0
[7 empty] | 0.0187 |  | 0.6612 | 0 | 0 | 0
[7 empty] | 0.0187 |  | 0.6612 | 0 | 0 | 0
[7 empty] | 0.0187 |  | 0.6612 | 0 | 0 | 0
[7 empty] | 0.0187 |  | 0.6612 | 0 | 0 | 0
[7 empty] | 0.0187 |  | 0.6612 | 0 | 0 | 0
[7 empty] | 0.0187 |  | 0.6612 | 0 | 0 | 0
[7 empty] | 0.0187 |  | 0.6612 | 0 | 0 | 0
[7 empty] | 0.0187 |  | 0.6612 | 0 | 0 | 0
[7 empty] | 0.0187 |  | 0.6612 | 0 | 0 | 0
[7 empty] | 0.0187 |  | 0.6612 | 0 | 0 | 0
[7 empty] | 0.0187 |  | 0.6612 | 0 | 0 | 0
[7 empty] | 0.0187 |  | 0.6612 | 0 | 0 | 0
[7 empty] | 0.0187 |  | 0.6612 | 0 | 0 | 0
[7 empty] | 0.0187 |  | 0.6612 | 0 | 0 | 0
[7 empty] | 0.0187 |  | 0.6612 | 0 | 0 | 0
[7 empty] | 0.0187 |  | 0.6612 | 0 | 0 | 0
[7 empty] | 0.0187 |  | 0.6612 | 0 | 0 | 0
[7 empty] | 0.0187 |  | 0.6612 | 0 | 0 | 0
[7 empty] | 0.0187 |  | 0.6612 | 0 | 0 | 0
[7 empty] | 0.0187 |  | 0.6612 | 0 | 0 | 0
[7 empty] | 0.0187 |  | 0.6612 | 0 | 0 | 0
[7 empty] | 0.0187 |  | 0.6612 | 0 | 0 | 0
[7 empty] | 0.0187 |  | 0.6612 | 0 | 0 | 0
[7 empty] | 0.0187 |  | 0.6612 | 0 | 0 | 0
[7 empty] | 0.0187 |  | 0.6612 | 0 | 0 | 0
[7 empty] | 0.0187 |  | 0.6612 | 0 | 0 | 0
[7 empty] | 0.0187 |  | 0.6612 | 0 | 0 | 0
[7 empty] | 0.0187 |  | 0.6612 | 0 | 0 | 0
[7 empty] | 0.0187 |  | 0.6612 | 0 | 0 | 0
[7 empty] | 0.0187 |  | 0.6612 | 0 | 0 | 0
[7 empty] | 0.0187 |  | 0.6612 | 0 | 0 | 0
[7 empty] | 0.0187 |  | 0.6612 | 0 | 0 | 0
[7 empty] | 0.0187 |  | 0.6612 | 0 | 0 | 0
[7 empty] | 0.0187 |  | 0.6612 | 0 | 0 | 0
[7 empty] | 0.0187 |  | 0.6612 | 0 | 0 | 0
[7 empty] | 0.0187 |  | 0.6612 | 0 | 0 | 0
[7 empty] | 0.0187 |  | 0.6612 | 0 | 0 | 0
[7 empty] | 0.0187 |  | 0.6612 | 0 | 0 | 0
[7 empty] | 0.0187 |  | 0.6612 | 0 | 0 | 0
[7 empty] | 0.0187 |  | 0.6612 | 0 | 0 | 0
[7 empty] | 0.0187 |  | 0.6612 | 0 | 0 | 0
[7 empty] | 0.0187 |  | 0.6612 | 0 | 0 | 0
[7 empty] | 0.0187 |  | 0.6612 | 0 | 0 | 0
[7 empty] | 0.0187 |  | 0.6612 | 0 | 0 | 0
[7 empty] | 0.0187 |  | 0.6612 | 0 | 0 | 0
[7 empty] | 0.0187 |  | 0.6612 | 0 | 0 | 0
[7 empty] | 0.0187 |  | 0.6612 | 0 | 0 | 0
[7 empty] | 0.0187 |  | 0.6612 | 0 | 0 | 0
[7 empty] | 0.0187 |  | 0.6612 | 0 | 0 | 0
[7 empty] | 0.0187 |  | 0.6612 | 0 | 0 | 0
[7 empty] | 0.0187 |  | 0.6612 | 0 | 0 | 0
[7 empty] | 0.0187 |  | 0.6612 | 0 | 0 | 0
[7 empty] | 0.0187 |  | 0.6612 | 0 | 0 | 0
[7 empty] | 0.0187 |  | 0.6612 | 0 | 0 | 0
[7 empty] | 0.0187 |  | 0.6612 | 0 | 0 | 0
[7 empty] | 0.0187 |  | 0.6612 | 0 | 0 | 0
[7 empty] | 0.0187 |  | 0.6612 | 0 | 0 | 0
[7 empty] | 0.0187 |  | 0.6612 | 0 | 0 | 0
[7 empty] | 0.0187 |  | 0.6612 | 0 | 0 | 0
[7 empty] | 0.0187 |  | 0.6612 | 0 | 0 | 0
[7 empty] | 0.0187 |  | 0.6612 | 0 | 0 | 0
[7 empty] | 0.0187 |  | 0.6612 | 0 | 0 | 0
[7 empty] | 0.0187 |  | 0.6612 | 0 | 0 | 0
[7 empty] | 0.0187 |  | 0.6612 | 0 | 0 | 0
[7 empty] | 0.0187 |  | 0.6612 | 0 | 0 | 0
[7 empty] | 0.0187 |  | 0.6612 | 0 | 0 | 0
[7 empty] | 0.0187 |  | 0.6612 | 0 | 0 | 0
[7 empty] | 0.0187 |  | 0.6612 | 0 | 0 | 0
[7 empty] | 0.0187 |  | 0.6612 | 0 | 0 | 0
[7 empty] | 0.0187 |  | 0.6612 | 0 | 0 | 0
[7 empty] | 0.0187 |  | 0.6612 | 0 | 0 | 0
[7 empty] | 0.0187 |  | 0.6612 | 0 | 0 | 0
[7 empty] | 0.0187 |  | 0.6612 | 0 | 0 | 0
[7 empty] | 0.0187 |  | 0.6612 | 0 | 0 | 0
[7 empty] | 0.0187 |  | 0.6612 | 0 | 0 | 0
[7 empty] | 0.0187 |  | 0.6612 | 0 | 0 | 0
[7 empty] | 0.0187 |  | 0.6612 | 0 | 0 | 0
[7 empty] | 0.0187 |  | 0.6612 | 0 | 0 | 0
[7 empty] | 0.0187 |  | 0.6612 | 0 | 0 | 0
[7 empty] | 0.0187 |  | 0.6612 | 0 | 0 | 0
[7 empty] | 0.0187 |  | 0.6612 | 0 | 0 | 0
[7 empty] | 0.0187 |  | 0.6612 | 0 | 0 | 0
[7 empty] | 0.0187 |  | 0.6612 | 0 | 0 | 0
[7 empty] | 0.0187 |  | 0.6612 | 0 | 0 | 0
[7 empty] | 0.0187 |  | 0.6612 | 0 | 0 | 0
[7 empty] | 0.0187 |  | 0.6612 | 0 | 0 | 0
[7 empty] | 0.0187 |  | 0.6612 | 0 | 0 | 0
[7 empty] | 0.0187 |  | 0.6612 | 0 | 0 | 0
[7 empty] | 0.0187 |  | 0.6612 | 0 | 0 | 0
[7 empty] | 0.0187 |  | 0.6612 | 0 | 0 | 0
[7 empty] | 0.0187 |  | 0.6612 | 0 | 0 | 0
[7 empty] | 0.0187 |  | 0.6612 | 0 | 0 | 0
[7 empty] | 0.0187 |  | 0.6612 | 0 | 0 | 0
[7 empty] | 0.0187 |  | 0.6612 | 0 | 0 | 0
[7 empty] | 0.0187 |  | 0.6612 | 0 | 0 | 0
[7 empty] | 0.0187 |  | 0.6612 | 0 | 0 | 0
[7 empty] | 0.0187 |  | 0.6612 | 0 | 0 | 0
[7 empty] | 0.0187 |  | 0.6612 | 0 | 0 | 0
[7 empty] | 0.0187 |  | 0.6612 | 0 | 0 | 0
[7 empty] | 0.0187 |  | 0.6612 | 0 | 0 | 0
[7 empty] | 0.0187 |  | 0.6612 | 0 | 0 | 0
[7 empty] | 0.0187 |  | 0.6612 | 0 | 0 | 0
[7 empty] | 0.0187 |  | 0.6612 | 0 | 0 | 0
[7 empty] | 0.0187 |  | 0.6612 | 0 | 0 | 0
[7 empty] | 0.0187 |  | 0.6612 | 0 | 0 | 0
[7 empty] | 0.0187 |  | 0.6612 | 0 | 0 | 0
[7 empty] | 0.0187 |  | 0.6612 | 0 | 0 | 0
[7 empty] | 0.0187 |  | 0.6612 | 0 | 0 | 0
[7 empty] | 0.0187 |  | 0.6612 | 0 | 0 | 0
[7 empty] | 0.0187 |  | 0.6612 | 0 | 0 | 0
[7 empty] | 0.0187 |  | 0.6612 | 0 | 0 | 0
[7 empty] | 0.0187 |  | 0.6612 | 0 | 0 | 0
[7 empty] | 0.0187 |  | 0.6612 | 0 | 0 | 0
[7 empty] | 0.0187 |  | 0.6612 | 0 | 0 | 0
[7 empty] | 0.0187 |  | 0.6612 | 0 | 0 | 0
[7 empty] | 0.0187 |  | 0.6612 | 0 | 0 | 0
[7 empty] | 0.0187 |  | 0.6612 | 0 | 0 | 0
[7 empty] | 0.0187 |  | 0.6612 | 0 | 0 | 0
[7 empty] | 0.0187 |  | 0.6612 | 0 | 0 | 0
[7 empty] | 0.0187 |  | 0.6612 | 0 | 0 | 0
[7 empty] | 0.0187 |  | 0.6612 | 0 | 0 | 0
[7 empty] | 0.0187 |  | 0.6612 | 0 | 0 | 0
[7 empty] | 0.0187 |  | 0.6612 | 0 | 0 | 0
[7 empty] | 0.0187 |  | 0.6612 | 0 | 0 | 0
[7 empty] | 0.0187 |  | 0.6612 | 0 | 0 | 0
[7 empty] | 0.0187 |  | 0.6612 | 0 | 0 | 0
[7 empty] | 0.0187 |  | 0.6612 | 0 | 0 | 0
[7 empty] | 0.0187 |  | 0.6612 | 0 | 0 | 0
[7 empty] | 0.0187 |  | 0.6612 | 0 | 0 | 0
[7 empty] | 0.0187 |  | 0.6612 | 0 | 0 | 0
[7 empty] | 0.0187 |  | 0.6612 | 0 | 0 | 0
[7 empty] | 0.0187 |  | 0.6612 | 0 | 0 | 0
[7 empty] | 0.0187 |  | 0.6612 | 0 | 0 | 0
[7 empty] | 0.0187 |  | 0.6612 | 0 | 0 | 0
[7 empty] | 0.0187 |  | 0.6612 | 0 | 0 | 0
[7 empty] | 0.0187 |  | 0.6612 | 0 | 0 | 0
[7 empty] | 0.0187 |  | 0.6612 | 0 | 0 | 0
[7 empty] | 0.0187 |  | 0.6612 | 0 | 0 | 0
[7 empty] | 0.0187 |  | 0.6612 | 0 | 0 | 0
[7 empty] | 0.0187 |  | 0.6612 | 0 | 0 | 0
[7 empty] | 0.0187 |  | 0.6612 | 0 | 0 | 0
[7 empty] | 0.0187 |  | 0.6612 | 0 | 0 | 0
[7 empty] | 0.0187 |  | 0.6612 | 0 | 0 | 0
[7 empty] | 0.0187 |  | 0.6612 | 0 | 0 | 0
[7 empty] | 0.0187 |  | 0.6612 | 0 | 0 | 0
[7 empty] | 0.0187 |  | 0.6612 | 0 | 0 | 0
[7 empty] | 0.0187 |  | 0.6612 | 0 | 0 | 0
[7 empty] | 0.0187 |  | 0.6612 | 0 | 0 | 0
[7 empty] | 0.0187 |  | 0.6612 | 0 | 0 | 0
[7 empty] | 0.0187 |  | 0.6612 | 0 | 0 | 0
[7 empty] | 0.0187 |  | 0.6612 | 0 | 0 | 0
[7 empty] | 0.0187 |  | 0.6612 | 0 | 0 | 0
[7 empty] | 0.0187 |  | 0.6612 | 0 | 0 | 0
[7 empty] | 0.0187 |  | 0.6612 | 0 | 0 | 0
[7 empty] | 0.0187 |  | 0.6612 | 0 | 0 | 0
[7 empty] | 0.0187 |  | 0.6612 | 0 | 0 | 0
[7 empty] | 0.0187 |  | 0.6612 | 0 | 0 | 0
[7 empty] | 0.0187 |  | 0.6612 | 0 | 0 | 0
[7 empty] | 0.0187 |  | 0.6612 | 0 | 0 | 0
[7 empty] | 0.0187 |  | 0.6612 | 0 | 0 | 0
[7 empty] | 0.0187 |  | 0.6612 | 0 | 0 | 0
[7 empty] | 0.0187 |  | 0.6612 | 0 | 0 | 0
[7 empty] | 0.0187 |  | 0.6612 | 0 | 0 | 0
[7 empty] | 0.0187 |  | 0.6612 | 0 | 0 | 0
[7 empty] | 0.0187 |  | 0.6612 | 0 | 0 | 0
[7 empty] | 0.0187 |  | 0.6612 | 0 | 0 | 0
[7 empty] | 0.0187 |  | 0.6612 | 0 | 0 | 0
[7 empty] | 0.0187 |  | 0.6612 | 0 | 0 | 0
[7 empty] | 0.0187 |  | 0.6612 | 0 | 0 | 0
[7 empty] | 0.0187 |  | 0.6612 | 0 | 0 | 0
[7 empty] | 0.0187 |  | 0.6612 | 0 | 0 | 0
[7 empty] | 0.0187 |  | 0.6612 | 0 | 0 | 0
[7 empty] | 0.0187 |  | 0.6612 | 0 | 0 | 0
[7 empty] | 0.0187 |  | 0.6612 | 0 | 0 | 0
[7 empty] | 0.0187 |  | 0.6612 | 0 | 0 | 0
[7 empty] | 0.0187 |  | 0.6612 | 0 | 0 | 0
[7 empty] | 0.0187 |  | 0.6612 | 0 | 0 | 0
[7 empty] | 0.0187 |  | 0.6612 | 0 | 0 | 0
[7 empty] | 0.0187 |  | 0.6612 | 0 | 0 | 0
[7 empty] | 0.0187 |  | 0.6612 | 0 | 0 | 0
[7 empty] | 0.0187 |  | 0.6612 | 0 | 0 | 0
[7 empty] | 0.0187 |  | 0.6612 | 0 | 0 | 0
[7 empty] | 0.0187 |  | 0.6612 | 0 | 0 | 0
[7 empty] | 0.0187 |  | 0.6612 | 0 | 0 | 0
[7 empty] | 0.0187 |  | 0.6612 | 0 | 0 | 0
[7 empty] | 0.0187 |  | 0.6612 | 0 | 0 | 0
[7 empty] | 0.0187 |  | 0.6612 | 0 | 0 | 0
[7 empty] | 0.0187 |  | 0.6612 | 0 | 0 | 0
[7 empty] | 0.0187 |  | 0.6612 | 0 | 0 | 0
[7 empty] | 0.0187 |  | 0.6612 | 0 | 0 | 0
[7 empty] | 0.0187 |  | 0.6612 | 0 | 0 | 0
[7 empty] | 0.0187 |  | 0.6612 | 0 | 0 | 0
[7 empty] | 0.0187 |  | 0.6612 | 0 | 0 | 0
[7 empty] | 0.0187 |  | 0.6612 | 0 | 0 | 0
[7 empty] | 0.0187 |  | 0.6612 | 0 | 0 | 0
[7 empty] | 0.0187 |  | 0.6612 | 0 | 0 | 0
[7 empty] | 0.0187 |  | 0.6612 | 0 | 0 | 0
[7 empty] | 0.0187 |  | 0.6612 | 0 | 0 | 0
[7 empty] | 0.0187 |  | 0.6612 | 0 | 0 | 0
[7 empty] | 0.0187 |  | 0.6612 | 0 | 0 | 0
[7 empty] | 0.0187 |  | 0.6612 | 0 | 0 | 0
[7 empty] | 0.0187 |  | 0.6612 | 0 | 0 | 0
[7 empty] | 0.0187 |  | 0.6612 | 0 | 0 | 0
[7 empty] | 0.0187 |  | 0.6612 | 0 | 0 | 0
[7 empty] | 0.0187 |  | 0.6612 | 0 | 0 | 0
[7 empty] | 0.0187 |  | 0.6612 | 0 | 0 | 0
[7 empty] | 0.0187 |  | 0.6612 | 0 | 0 | 0
[7 empty] | 0.0187 |  | 0.6612 | 0 | 0 | 0
[7 empty] | 0.0187 |  | 0.6612 | 0 | 0 | 0
[7 empty] | 0.0187 |  | 0.6612 | 0 | 0 | 0
[7 empty] | 0.0187 |  | 0.6612 | 0 | 0 | 0
[7 empty] | 0.0187 |  | 0.6612 | 0 | 0 | 0
[7 empty] | 0.0187 |  | 0.6612 | 0 | 0 | 0
[7 empty] | 0.0187 |  | 0.6612 | 0 | 0 | 0
[7 empty] | 0.0187 |  | 0.6612 | 0 | 0 | 0
[7 empty] | 0.0187 |  | 0.6612 | 0 | 0 | 0
[7 empty] | 0.0187 |  | 0.6612 | 0 | 0 | 0
[7 empty] | 0.0187 |  | 0.6612 | 0 | 0 | 0
[7 empty] | 0.0187 |  | 0.6612 | 0 | 0 | 0
[7 empty] | 0.0187 |  | 0.6612 | 0 | 0 | 0
[7 empty] | 0.0187 |  | 0.6612 | 0 | 0 | 0
[7 empty] | 0.0187 |  | 0.6612 | 0 | 0 | 0
[7 empty] | 0.0187 |  | 0.6612 | 0 | 0 | 0
[7 empty] | 0.0187 |  | 0.6612 | 0 | 0 | 0
[7 empty] | 0.0187 |  | 0.6612 | 0 | 0 | 0
[7 empty] | 0.0187 |  | 0.6612 | 0 | 0 | 0
[7 empty] | 0.0187 |  | 0.6612 | 0 | 0 | 0
[7 empty] | 0.0187 |  | 0.6612 | 0 | 0 | 0
[7 empty] | 0.0187 |  | 0.6612 | 0 | 0 | 0
[7 empty] | 0.0187 |  | 0.6612 | 0 | 0 | 0
[7 empty] | 0.0187 |  | 0.6612 | 0 | 0 | 0
[7 empty] | 0.0187 |  | 0.6612 | 0 | 0 | 0
[7 empty] | 0.0187 |  | 0.6612 | 0 | 0 | 0
[7 empty] | 0.0187 |  | 0.6612 | 0 | 0 | 0
[7 empty] | 0.0187 |  | 0.6612 | 0 | 0 | 0
[7 empty] | 0.0187 |  | 0.6612 | 0 | 0 | 0
[7 empty] | 0.0187 |  | 0.6612 | 0 | 0 | 0
[7 empty] | 0.0187 |  | 0.6612 | 0 | 0 | 0
[7 empty] | 0.0187 |  | 0.6612 | 0 | 0 | 0
[7 empty] | 0.0187 |  | 0.6612 | 0 | 0 | 0
[7 empty] | 0.0187 |  | 0.6612 | 0 | 0 | 0
[7 empty] | 0.0187 |  | 0.6612 | 0 | 0 | 0
[7 empty] | 0.0187 |  | 0.6612 | 0 | 0 | 0
[7 empty] | 0.0187 |  | 0.6612 | 0 | 0 | 0
[7 empty] | 0.0187 |  | 0.6612 | 0 | 0 | 0
[7 empty] | 0.0187 |  | 0.6612 | 0 | 0 | 0
[7 empty] | 0.0187 |  | 0.6612 | 0 | 0 | 0
[7 empty] | 0.0187 |  | 0.6612 | 0 | 0 | 0
[7 empty] | 0.0187 |  | 0.6612 | 0 | 0 | 0
[7 empty] | 0.0187 |  | 0.6612 | 0 | 0 | 0
[7 empty] | 0.0187 |  | 0.6612 | 0 | 0 | 0
[7 empty] | 0.0187 |  | 0.6612 | 0 | 0 | 0
[7 empty] | 0.0187 |  | 0.6612 | 0 | 0 | 0
[7 empty] | 0.0187 |  | 0.6612 | 0 | 0 | 0
[7 empty] | 0.0187 |  | 0.6612 | 0 | 0 | 0
[7 empty] | 0.0187 |  | 0.6612 | 0 | 0 | 0
[7 empty] | 0.0187 |  | 0.6612 | 0 | 0 | 0
[7 empty] | 0.0187 |  | 0.6612 | 0 | 0 | 0
[7 empty] | 0.0187 |  | 0.6612 | 0 | 0 | 0
[7 empty] | 0.0187 |  | 0.6612 | 0 | 0 | 0
[7 empty] | 0.0187 |  | 0.6612 | 0 | 0 | 0
[7 empty] | 0.0187 |  | 0.6612 | 0 | 0 | 0
[7 empty] | 0.0187 |  | 0.6612 | 0 | 0 | 0
[7 empty] | 0.0187 |  | 0.6612 | 0 | 0 | 0
[7 empty] | 0.0187 |  | 0.6612 | 0 | 0 | 0
[7 empty] | 0.0187 |  | 0.6612 | 0 | 0 | 0
[7 empty] | 0.0187 |  | 0.6612 | 0 | 0 | 0
[7 empty] | 0.0187 |  | 0.6612 | 0 | 0 | 0
[7 empty] | 0.0187 |  | 0.6612 | 0 | 0 | 0
[7 empty] | 0.0187 |  | 0.6612 | 0 | 0 | 0
[7 empty] | 0.0187 |  | 0.6612 | 0 | 0 | 0
[7 empty] | 0.0187 |  | 0.6612 | 0 | 0 | 0
[7 empty] | 0.0187 |  | 0.6612 | 0 | 0 | 0
[7 empty] | 0.0187 |  | 0.6612 | 0 | 0 | 0
[7 empty] | 0.0187 |  | 0.6612 | 0 | 0 | 0
[7 empty] | 0.0187 |  | 0.6612 | 0 | 0 | 0
[7 empty] | 0.0187 |  | 0.6612 | 0 | 0 | 0
[7 empty] | 0.0187 |  | 0.6612 | 0 | 0 | 0
[7 empty] | 0.0187 |  | 0.6612 | 0 | 0 | 0
[7 empty] | 0.0187 |  | 0.6612 | 0 | 0 | 0
[7 empty] | 0.0187 |  | 0.6612 | 0 | 0 | 0
[7 empty] | 0.0187 |  | 0.6612 | 0 | 0 | 0
[7 empty] | 0.0187 |  | 0.6612 | 0 | 0 | 0
[7 empty] | 0.0187 |  | 0.6612 | 0 | 0 | 0
[7 empty] | 0.0187 |  | 0.6612 | 0 | 0 | 0
[7 empty] | 0.0187 |  | 0.6612 | 0 | 0 | 0
[7 empty] | 0.0187 |  | 0.6612 | 0 | 0 | 0
[7 empty] | 0.0187 |  | 0.6612 | 0 | 0 | 0
[7 empty] | 0.0187 |  | 0.6612 | 0 | 0 | 0
[7 empty] | 0.0187 |  | 0.6612 | 0 | 0 | 0
[7 empty] | 0.0187 |  | 0.6612 | 0 | 0 | 0
[7 empty] | 0.0187 |  | 0.6612 | 0 | 0 | 0
[7 empty] | 0.0187 |  | 0.6612 | 0 | 0 | 0
[7 empty] | 0.0187 |  | 0.6612 | 0 | 0 | 0
[7 empty] | 0.0187 |  | 0.6612 | 0 | 0 | 0
[7 empty] | 0.0187 |  | 0.6612 | 0 | 0 | 0
[7 empty] | 0.0187 |  | 0.6612 | 0 | 0 | 0
[7 empty] | 0.0187 |  | 0.6612 | 0 | 0 | 0
[7 empty] | 0.0187 |  | 0.6612 | 0 | 0 | 0
[7 empty] | 0.0187 |  | 0.6612 | 0 | 0 | 0
[7 empty] | 0.0187 |  | 0.6612 | 0 | 0 | 0
[7 empty] | 0.0187 |  | 0.6612 | 0 | 0 | 0
[7 empty] | 0.0187 |  | 0.6612 | 0 | 0 | 0
[7 empty] | 0.0187 |  | 0.6612 | 0 | 0 | 0
[7 empty] | 0.0187 |  | 0.6612 | 0 | 0 | 0
[7 empty] | 0.0187 |  | 0.6612 | 0 | 0 | 0
[7 empty] | 0.0187 |  | 0.6612 | 0 | 0 | 0
[7 empty] | 0.0187 |  | 0.6612 | 0 | 0 | 0
[7 empty] | 0.0187 |  | 0.6612 | 0 | 0 | 0
[7 empty] | 0.0187 |  | 0.6612 | 0 | 0 | 0
[7 empty] | 0.0187 |  | 0.6612 | 0 | 0 | 0
[7 empty] | 0.0187 |  | 0.6612 | 0 | 0 | 0
[7 empty] | 0.0187 |  | 0.6612 | 0 | 0 | 0
[7 empty] | 0.0187 |  | 0.6612 | 0 | 0 | 0
[7 empty] | 0.0187 |  | 0.6612 | 0 | 0 | 0
[7 empty] | 0.0187 |  | 0.6612 | 0 | 0 | 0
[7 empty] | 0.0187 |  | 0.6612 | 0 | 0 | 0
[7 empty] | 0.0187 |  | 0.6612 | 0 | 0 | 0
[7 empty] | 0.0187 |  | 0.6612 | 0 | 0 | 0
[7 empty] | 0.0187 |  | 0.6612 | 0 | 0 | 0
[7 empty] | 0.0187 |  | 0.6612 | 0 | 0 | 0
[7 empty] | 0.0187 |  | 0.6612 | 0 | 0 | 0
[7 empty] | 0.0187 |  | 0.6612 | 0 | 0 | 0
[7 empty] | 0.0187 |  | 0.6612 | 0 | 0 | 0
[7 empty] | 0.0187 |  | 0.6612 | 0 | 0 | 0
[7 empty] | 0.0187 |  | 0.6612 | 0 | 0 | 0
[7 empty] | 0.0187 |  | 0.6612 | 0 | 0 | 0
[7 empty] | 0.0187 |  | 0.6612 | 0 | 0 | 0
[7 empty] | 0.0187 |  | 0.6612 | 0 | 0 | 0
[7 empty] | 0.0187 |  | 0.6612 | 0 | 0 | 0
[7 empty] | 0.0187 |  | 0.6612 | 0 | 0 | 0
[7 empty] | 0.0187 |  | 0.6612 | 0 | 0 | 0
[7 empty] | 0.0187 |  | 0.6612 | 0 | 0 | 0
[7 empty] | 0.0187 |  | 0.6612 | 0 | 0 | 0
[7 empty] | 0.0187 |  | 0.6612 | 0 | 0 | 0
[7 empty] | 0.0187 |  | 0.6612 | 0 | 0 | 0
[7 empty] | 0.0187 |  | 0.6612 | 0 | 0 | 0
[7 empty] | 0.0187 |  | 0.6612 | 0 | 0 | 0
[7 empty] | 0.0187 |  | 0.6612 | 0 | 0 | 0
[7 empty] | 0.0187 |  | 0.6612 | 0 | 0 | 0
[7 empty] | 0.0187 |  | 0.6612 | 0 | 0 | 0
[7 empty] | 0.0187 |  | 0.6612 | 0 | 0 | 0
[7 empty] | 0.0187 |  | 0.6612 | 0 | 0 | 0
[7 empty] | 0.0187 |  | 0.6612 | 0 | 0 | 0
[7 empty] | 0.0187 |  | 0.6612 | 0 | 0 | 0
[7 empty] | 0.0187 |  | 0.6612 | 0 | 0 | 0
[7 empty] | 0.0187 |  | 0.6612 | 0 | 0 | 0
[7 empty] | 0.0187 |  | 0.6612 | 0 | 0 | 0
[7 empty] | 0.0187 |  | 0.6612 | 0 | 0 | 0
[7 empty] | 0.0187 |  | 0.6612 | 0 | 0 | 0
[7 empty] | 0.0187 |  | 0.6612 | 0 | 0 | 0
[7 empty] | 0.0187 |  | 0.6612 | 0 | 0 | 0
[7 empty] | 0.0187 |  | 0.6612 | 0 | 0 | 0
[7 empty] | 0.0187 |  | 0.6612 | 0 | 0 | 0
[7 empty] | 0.0187 |  | 0.6612 | 0 | 0 | 0
[7 empty] | 0.0187 |  | 0.6612 | 0 | 0 | 0
[7 empty] | 0.0187 |  | 0.6612 | 0 | 0 | 0
[7 empty] | 0.0187 |  | 0.6612 | 0 | 0 | 0
[7 empty] | 0.0187 |  | 0.6612 | 0 | 0 | 0
[7 empty] | 0.0187 |  | 0.6612 | 0 | 0 | 0
[7 empty] | 0.0187 |  | 0.6612 | 0 | 0 | 0
[7 empty] | 0.0187 |  | 0.6612 | 0 | 0 | 0
[7 empty] | 0.0187 |  | 0.6612 | 0 | 0 | 0
[7 empty] | 0.0187 |  | 0.6612 | 0 | 0 | 0
[7 empty] | 0.0187 |  | 0.6612 | 0 | 0 | 0
[7 empty] | 0.0187 |  | 0.6612 | 0 | 0 | 0
[7 empty] | 0.0187 |  | 0.6612 | 0 | 0 | 0
[7 empty] | 0.0187 |  | 0.6612 | 0 | 0 | 0
[7 empty] | 0.0187 |  | 0.6612 | 0 | 0 | 0
[7 empty] | 0.0187 |  | 0.6612 | 0 | 0 | 0
[7 empty] | 0.0187 |  | 0.6612 | 0 | 0 | 0
[7 empty] | 0.0187 |  | 0.6612 | 0 | 0 | 0
[7 empty] | 0.0187 |  | 0.6612 | 0 | 0 | 0
[7 empty] | 0.0187 |  | 0.6612 | 0 | 0 | 0
[7 empty] | 0.0187 |  | 0.6612 | 0 | 0 | 0
[7 empty] | 0.0187 |  | 0.6612 | 0 | 0 | 0
[7 empty] | 0.0187 |  | 0.6612 | 0 | 0 | 0
[7 empty] | 0.0187 |  | 0.6612 | 0 | 0 | 0
[7 empty] | 0.0187 |  | 0.6612 | 0 | 0 | 0
[7 empty] | 0.0187 |  | 0.6612 | 0 | 0 | 0
[7 empty] | 0.0187 |  | 0.6612 | 0 | 0 | 0
[7 empty] | 0.0187 |  | 0.6612 | 0 | 0 | 0
[7 empty] | 0.0187 |  | 0.6612 | 0 | 0 | 0
[7 empty] | 0.0187 |  | 0.6612 | 0 | 0 | 0
[7 empty] | 0.0187 |  | 0.6612 | 0 | 0 | 0
[7 empty] | 0.0187 |  | 0.6612 | 0 | 0 | 0
[7 empty] | 0.0187 |  | 0.6612 | 0 | 0 | 0
[7 empty] | 0.0187 |  | 0.6612 | 0 | 0 | 0
[7 empty] | 0.0187 |  | 0.6612 | 0 | 0 | 0
[7 empty] | 0.0187 |  | 0.6612 | 0 | 0 | 0
[7 empty] | 0.0187 |  | 0.6612 | 0 | 0 | 0
[7 empty] | 0.0187 |  | 0.6612 | 0 | 0 | 0
[7 empty] | 0.0187 |  | 0.6612 | 0 | 0 | 0
[7 empty] | 0.0187 |  | 0.6612 | 0 | 0 | 0
[7 empty] | 0.0187 |  | 0.6612 | 0 | 0 | 0
[7 empty] | 0.0187 |  | 0.6612 | 0 | 0 | 0
[7 empty] | 0.0187 |  | 0.6612 | 0 | 0 | 0
[7 empty] | 0.0187 |  | 0.6612 | 0 | 0 | 0
[7 empty] | 0.0187 |  | 0.6612 | 0 | 0 | 0
[7 empty] | 0.0187 |  | 0.6612 | 0 | 0 | 0
[7 empty] | 0.0187 |  | 0.6612 | 0 | 0 | 0
[7 empty] | 0.0187 |  | 0.6612 | 0 | 0 | 0
[7 empty] | 0.0187 |  | 0.6612 | 0 | 0 | 0
[7 empty] | 0.0187 |  | 0.6612 | 0 | 0 | 0
[7 empty] | 0.0187 |  | 0.6612 | 0 | 0 | 0
[7 empty] | 0.0187 |  | 0.6612 | 0 | 0 | 0
[7 empty] | 0.0187 |  | 0.6612 | 0 | 0 | 0
[7 empty] | 0.0187 |  | 0.6612 | 0 | 0 | 0
[7 empty] | 0.0187 |  | 0.6612 | 0 | 0 | 0
[7 empty] | 0.0187 |  | 0.6612 | 0 | 0 | 0
[7 empty] | 0.0187 |  | 0.6612 | 0 | 0 | 0
[7 empty] | 0.0187 |  | 0.6612 | 0 | 0 | 0
[7 empty] | 0.0187 |  | 0.6612 | 0 | 0 | 0
[7 empty] | 0.0187 |  | 0.6612 | 0 | 0 | 0
[7 empty] | 0.0187 |  | 0.6612 | 0 | 0 | 0
[7 empty] | 0.0187 |  | 0.6612 | 0 | 0 | 0
[7 empty] | 0.0187 |  | 0.6612 | 0 | 0 | 0
[7 empty] | 0.0187 |  | 0.6612 | 0 | 0 | 0
[7 empty] | 0.0187 |  | 0.6612 | 0 | 0 | 0
[7 empty] | 0.0187 |  | 0.6612 | 0 | 0 | 0
[7 empty] | 0.0187 |  | 0.6612 | 0 | 0 | 0
[7 empty] | 0.0187 |  | 0.6612 | 0 | 0 | 0
[7 empty] | 0.0187 |  | 0.6612 | 0 | 0 | 0
[7 empty] | 0.0187 |  | 0.6612 | 0 | 0 | 0
[7 empty] | 0.0187 |  | 0.6612 | 0 | 0 | 0
[7 empty] | 0.0187 |  | 0.6612 | 0 | 0 | 0
[7 empty] | 0.0187 |  | 0.6612 | 0 | 0 | 0
[7 empty] | 0.0187 |  | 0.6612 | 0 | 0 | 0
[7 empty] | 0.0187 |  | 0.6612 | 0 | 0 | 0
[7 empty] | 0.0187 |  | 0.6612 | 0 | 0 | 0
[7 empty] | 0.0187 |  | 0.6612 | 0 | 0 | 0
[7 empty] | 0.0187 |  | 0.6612 | 0 | 0 | 0
[7 empty] | 0.0187 |  | 0.6612 | 0 | 0 | 0
[7 empty] | 0.0187 |  | 0.6612 | 0 | 0 | 0
[7 empty] | 0.0187 |  | 0.6612 | 0 | 0 | 0
[7 empty] | 0.0187 |  | 0.6612 | 0 | 0 | 0
[7 empty] | 0.0187 |  | 0.6612 | 0 | 0 | 0
[7 empty] | 0.0187 |  | 0.6612 | 0 | 0 | 0
[7 empty] | 0.0187 |  | 0.6612 | 0 | 0 | 0
[7 empty] | 0.0187 |  | 0.6612 | 0 | 0 | 0
[7 empty] | 0.0187 |  | 0.6612 | 0 | 0 | 0
[7 empty] | 0.0187 |  | 0.6612 | 0 | 0 | 0
[7 empty] | 0.0187 |  | 0.6612 | 0 | 0 | 0
[7 empty] | 0.0187 |  | 0.6612 | 0 | 0 | 0
[7 empty] | 0.0187 |  | 0.6612 | 0 | 0 | 0
[7 empty] | 0.0187 |  | 0.6612 | 0 | 0 | 0
[7 empty] | 0.0187 |  | 0.6612 | 0 | 0 | 0
[7 empty] | 0.0187 |  | 0.6612 | 0 | 0 | 0
[7 empty] | 0.0187 |  | 0.6612 | 0 | 0 | 0
[7 empty] | 0.0187 |  | 0.6612 | 0 | 0 | 0
[7 empty] | 0.0187 |  | 0.6612 | 0 | 0 | 0
[7 empty] | 0.0187 |  | 0.6612 | 0 | 0 | 0
[7 empty] | 0.0187 |  | 0.6612 | 0 | 0 | 0
[7 empty] | 0.0187 |  | 0.6612 | 0 | 0 | 0
[7 empty] | 0.0187 |  | 0.6612 | 0 | 0 | 0
[7 empty] | 0.0187 |  | 0.6612 | 0 | 0 | 0
[7 empty] | 0.0187 |  | 0.6612 | 0 | 0 | 0
[7 empty] | 0.0187 |  | 0.6612 | 0 | 0 | 0
[7 empty] | 0.0187 |  | 0.6612 | 0 | 0 | 0
[7 empty] | 0.0187 |  | 0.6612 | 0 | 0 | 0
[7 empty] | 0.0187 |  | 0.6612 | 0 | 0 | 0
[7 empty] | 0.0187 |  | 0.6612 | 0 | 0 | 0
[7 empty] | 0.0187 |  | 0.6612 | 0 | 0 | 0
[7 empty] | 0.0187 |  | 0.6612 | 0 | 0 | 0
[7 empty] | 0.0187 |  | 0.6612 | 0 | 0 | 0
[7 empty] | 0.0187 |  | 0.6612 | 0 | 0 | 0
[7 empty] | 0.0187 |  | 0.6612 | 0 | 0 | 0
[7 empty] | 0.0187 |  | 0.6612 | 0 | 0 | 0
[7 empty] | 0.0187 |  | 0.6612 | 0 | 0 | 0
[7 empty] | 0.0187 |  | 0.6612 | 0 | 0 | 0
[7 empty] | 0.0187 |  | 0.6612 | 0 | 0 | 0
[7 empty] | 0.0187 |  | 0.6612 | 0 | 0 | 0
[7 empty] | 0.0187 |  | 0.6612 | 0 | 0 | 0
[7 empty] | 0.0187 |  | 0.6612 | 0 | 0 | 0
[7 empty] | 0.0187 |  | 0.6612 | 0 | 0 | 0
[7 empty] | 0.0187 |  | 0.6612 | 0 | 0 | 0
[7 empty] | 0.0187 |  | 0.6612 | 0 | 0 | 0
[7 empty] | 0.0187 |  | 0.6612 | 0 | 0 | 0
[7 empty] | 0.0187 |  | 0.6612 | 0 | 0 | 0
[7 empty] | 0.0187 |  | 0.6612 | 0 | 0 | 0
[7 empty] | 0.0187 |  | 0.6612 | 0 | 0 | 0
[7 empty] | 0.0187 |  | 0.6612 | 0 | 0 | 0
[7 empty] | 0.0187 |  | 0.6612 | 0 | 0 | 0
[7 empty] | 0.0187 |  | 0.6612 | 0 | 0 | 0
[7 empty] | 0.0187 |  | 0.6612 | 0 | 0 | 0
[7 empty] | 0.0187 |  | 0.6612 | 0 | 0 | 0
[7 empty] | 0.0187 |  | 0.6612 | 0 | 0 | 0
[7 empty] | 0.0187 |  | 0.6612 | 0 | 0 | 0
[7 empty] | 0.0187 |  | 0.6612 | 0 | 0 | 0
[7 empty] | 0.0187 |  | 0.6612 | 0 | 0 | 0
[7 empty] | 0.0187 |  | 0.6612 | 0 | 0 | 0
[7 empty] | 0.0187 |  | 0.6612 | 0 | 0 | 0
[7 empty] | 0.0187 |  | 0.6612 | 0 | 0 | 0
[7 empty] | 0.0187 |  | 0.6612 | 0 | 0 | 0
[7 empty] | 0.0187 |  | 0.6612 | 0 | 0 | 0
[7 empty] | 0.0187 |  | 0.6612 | 0 | 0 | 0
[7 empty] | 0.0187 |  | 0.6612 | 0 | 0 | 0
[7 empty] | 0.0187 |  | 0.6612 | 0 | 0 | 0
[7 empty] | 0.0187 |  | 0.6612 | 0 | 0 | 0
[7 empty] | 0.0187 |  | 0.6612 | 0 | 0 | 0
[7 empty] | 0.0187 |  | 0.6612 | 0 | 0 | 0
[7 empty] | 0.0187 |  | 0.6612 | 0 | 0 | 0
[7 empty] | 0.0187 |  | 0.6612 | 0 | 0 | 0
[7 empty] | 0.0187 |  | 0.6612 | 0 | 0 | 0
[7 empty] | 0.0187 |  | 0.6612 | 0 | 0 | 0
[7 empty] | 0.0187 |  | 0.6612 | 0 | 0 | 0
[7 empty] | 0.0187 |  | 0.6612 | 0 | 0 | 0
[7 empty] | 0.0187 |  | 0.6612 | 0 | 0 | 0
[7 empty] | 0.0187 |  | 0.6612 | 0 | 0 | 0
[7 empty] | 0.0187 |  | 0.6612 | 0 | 0 | 0
[7 empty] | 0.0187 |  | 0.6612 | 0 | 0 | 0
[7 empty] | 0.0187 |  | 0.6612 | 0 | 0 | 0
[7 empty] | 0.0187 |  | 0.6612 | 0 | 0 | 0
[7 empty] | 0.0187 |  | 0.6612 | 0 | 0 | 0
[7 empty] | 0.0187 |  | 0.6612 | 0 | 0 | 0
[7 empty] | 0.0187 |  | 0.6612 | 0 | 0 | 0
[7 empty] | 0.0187 |  | 0.6612 | 0 | 0 | 0
[7 empty] | 0.0187 |  | 0.6612 | 0 | 0 | 0
[7 empty] | 0.0187 |  | 0.6612 | 0 | 0 | 0
[7 empty] | 0.0187 |  | 0.6612 | 0 | 0 | 0
[7 empty] | 0.0187 |  | 0.6612 | 0 | 0 | 0
[7 empty] | 0.0187 |  | 0.6612 | 0 | 0 | 0
[7 empty] | 0.0187 |  | 0.6612 | 0 | 0 | 0
[7 empty] | 0.0187 |  | 0.6612 | 0 | 0 | 0
[7 empty] | 0.0187 |  | 0.6612 | 0 | 0 | 0
[7 empty] | 0.0187 |  | 0.6612 | 0 | 0 | 0
[7 empty] | 0.0187 |  | 0.6612 | 0 | 0 | 0
[7 empty] | 0.0187 |  | 0.6612 | 0 | 0 | 0
[7 empty] | 0.0187 |  | 0.6612 | 0 | 0 | 0
[7 empty] | 0.0187 |  | 0.6612 | 0 | 0 | 0
[7 empty] | 0.0187 |  | 0.6612 | 0 | 0 | 0
[7 empty] | 0.0187 |  | 0.6612 | 0 | 0 | 0
[7 empty] | 0.0187 |  | 0.6612 | 0 | 0 | 0
[7 empty] | 0.0187 |  | 0.6612 | 0 | 0 | 0
[7 empty] | 0.0187 |  | 0.6612 | 0 | 0 | 0
[7 empty] | 0.0187 |  | 0.6612 | 0 | 0 | 0
[7 empty] | 0.0187 |  | 0.6612 | 0 | 0 | 0
[7 empty] | 0.0187 |  | 0.6612 | 0 | 0 | 0
[7 empty] | 0.0187 |  | 0.6612 | 0 | 0 | 0
[7 empty] | 0.0187 |  | 0.6612 | 0 | 0 | 0
[7 empty] | 0.0187 |  | 0.6612 | 0 | 0 | 0
[7 empty] | 0.0187 |  | 0.6612 | 0 | 0 | 0
[7 empty] | 0.0187 |  | 0.6612 | 0 | 0 | 0
[7 empty] | 0.0187 |  | 0.6612 | 0 | 0 | 0
[7 empty] | 0.0187 |  | 0.6612 | 0 | 0 | 0
[7 empty] | 0.0187 |  | 0.6612 | 0 | 0 | 0
[7 empty] | 0.0187 |  | 0.6612 | 0 | 0 | 0
[7 empty] | 0.0187 |  | 0.6612 | 0 | 0 | 0
[7 empty] | 0.0187 |  | 0.6612 | 0 | 0 | 0
[7 empty] | 0.0187 |  | 0.6612 | 0 | 0 | 0
[7 empty] | 0.0187 |  | 0.6612 | 0 | 0 | 0
[7 empty] | 0.0187 |  | 0.6612 | 0 | 0 | 0
[7 empty] | 0.0187 |  | 0.6612 | 0 | 0 | 0
[7 empty] | 0.0187 |  | 0.6612 | 0 | 0 | 0
[7 empty] | 0.0187 |  | 0.6612 | 0 | 0 | 0
[7 empty] | 0.0187 |  | 0.6612 | 0 | 0 | 0
[7 empty] | 0.0187 |  | 0.6612 | 0 | 0 | 0
[7 empty] | 0.0187 |  | 0.6612 | 0 | 0 | 0
[7 empty] | 0.0187 |  | 0.6612 | 0 | 0 | 0
[7 empty] | 0.0187 |  | 0.6612 | 0 | 0 | 0
[7 empty] | 0.0187 |  | 0.6612 | 0 | 0 | 0
[7 empty] | 0.0187 |  | 0.6612 | 0 | 0 | 0
[7 empty] | 0.0187 |  | 0.6612 | 0 | 0 | 0
[7 empty] | 0.0187 |  | 0.6612 | 0 | 0 | 0
[7 empty] | 0.0187 |  | 0.6612 | 0 | 0 | 0
[7 empty] | 0.0187 |  | 0.6612 | 0 | 0 | 0
[7 empty] | 0.0187 |  | 0.6612 | 0 | 0 | 0
[7 empty] | 0.0187 |  | 0.6612 | 0 | 0 | 0
[7 empty] | 0.0187 |  | 0.6612 | 0 | 0 | 0
[7 empty] | 0.0187 |  | 0.6612 | 0 | 0 | 0
[7 empty] | 0.0187 |  | 0.6612 | 0 | 0 | 0
[7 empty] | 0.0187 |  | 0.6612 | 0 | 0 | 0
[7 empty] | 0.0187 |  | 0.6612 | 0 | 0 | 0
[7 empty] | 0.0187 |  | 0.6612 | 0 | 0 | 0
[7 empty] | 0.0187 |  | 0.6612 | 0 | 0 | 0
[7 empty] | 0.0187 |  | 0.6612 | 0 | 0 | 0
[7 empty] | 0.0187 |  | 0.6612 | 0 | 0 | 0
[7 empty] | 0.0187 |  | 0.6612 | 0 | 0 | 0
[7 empty] | 0.0187 |  | 0.6612 | 0 | 0 | 0
[7 empty] | 0.0187 |  | 0.6612 | 0 | 0 | 0
[7 empty] | 0.0187 |  | 0.6612 | 0 | 0 | 0
[7 empty] | 0.0187 |  | 0.6612 | 0 | 0 | 0
[7 empty] | 0.0187 |  | 0.6612 | 0 | 0 | 0
[7 empty] | 0.0187 |  | 0.6612 | 0 | 0 | 0
[7 empty] | 0.0187 |  | 0.6612 | 0 | 0 | 0
[7 empty] | 0.0187 |  | 0.6612 | 0 | 0 | 0
[7 empty] | 0.0187 |  | 0.6612 | 0 | 0 | 0
[7 empty] | 0.0187 |  | 0.6612 | 0 | 0 | 0
[7 empty] | 0.0187 |  | 0.6612 | 0 | 0 | 0
[7 empty] | 0.0187 |  | 0.6612 | 0 | 0 | 0
[7 empty] | 0.0187 |  | 0.6612 | 0 | 0 | 0
[7 empty] | 0.0187 |  | 0.6612 | 0 | 0 | 0
[7 empty] | 0.0187 |  | 0.6612 | 0 | 0 | 0
[7 empty] | 0.0187 |  | 0.6612 | 0 | 0 | 0
[7 empty] | 0.0187 |  | 0.6612 | 0 | 0 | 0
[7 empty] | 0.0187 |  | 0.6612 | 0 | 0 | 0
[7 empty] | 0.0187 |  | 0.6612 | 0 | 0 | 0
[7 empty] | 0.0187 |  | 0.6612 | 0 | 0 | 0
[7 empty] | 0.0187 |  | 0.6612 | 0 | 0 | 0
[7 empty] | 0.0187 |  | 0.6612 | 0 | 0 | 0
[7 empty] | 0.0187 |  | 0.6612 | 0 | 0 | 0
[7 empty] | 0.0187 |  | 0.6612 | 0 | 0 | 0
[7 empty] | 0.0187 |  | 0.6612 | 0 | 0 | 0
[7 empty] | 0.0187 |  | 0.6612 | 0 | 0 | 0
[7 empty] | 0.0187 |  | 0.6612 | 0 | 0 | 0
[7 empty] | 0.0187 |  | 0.6612 | 0 | 0 | 0
[7 empty] | 0.0187 |  | 0.6612 | 0 | 0 | 0
[7 empty] | 0.0187 |  | 0.6612 | 0 | 0 | 0
[7 empty] | 0.0187 |  | 0.6612 | 0 | 0 | 0
[7 empty] | 0.0187 |  | 0.6612 | 0 | 0 | 0
[7 empty] | 0.0187 |  | 0.6612 | 0 | 0 | 0
[7 empty] | 0.0187 |  | 0.6612 | 0 | 0 | 0
[7 empty] | 0.0187 |  | 0.6612 | 0 | 0 | 0
[7 empty] | 0.0187 |  | 0.6612 | 0 | 0 | 0
[7 empty] | 0.0187 |  | 0.6612 | 0 | 0 | 0
[7 empty] | 0.0187 |  | 0.6612 | 0 | 0 | 0
[7 empty] | 0.0187 |  | 0.6612 | 0 | 0 | 0
[7 empty] | 0.0187 |  | 0.6612 | 0 | 0 | 0
[7 empty] | 0.0187 |  | 0.6612 | 0 | 0 | 0
[7 empty] | 0.0187 |  | 0.6612 | 0 | 0 | 0
[7 empty] | 0.0187 |  | 0.6612 | 0 | 0 | 0
[7 empty] | 0.0187 |  | 0.6612 | 0 | 0 | 0
[7 empty] | 0.0187 |  | 0.6612 | 0 | 0 | 0
[7 empty] | 0.0187 |  | 0.6612 | 0 | 0 | 0
[7 empty] | 0.0187 |  | 0.6612 | 0 | 0 | 0
[7 empty] | 0.0187 |  | 0.6612 | 0 | 0 | 0
[7 empty] | 0.0187 |  | 0.6612 | 0 | 0 | 0
[7 empty] | 0.0187 |  | 0.6612 | 0 | 0 | 0
[7 empty] | 0.0187 |  | 0.6612 | 0 | 0 | 0
[7 empty] | 0.0187 |  | 0.6612 | 0 | 0 | 0
[7 empty] | 0.0187 |  | 0.6612 | 0 | 0 | 0
[7 empty] | 0.0187 |  | 0.6612 | 0 | 0 | 0
[7 empty] | 0.0187 |  | 0.6612 | 0 | 0 | 0
[7 empty] | 0.0187 |  | 0.6612 | 0 | 0 | 0
[7 empty] | 0.0187 |  | 0.6612 | 0 | 0 | 0
[7 empty] | 0.0187 |  | 0.6612 | 0 | 0 | 0
[7 empty] | 0.0187 |  | 0.6612 | 0 | 0 | 0
[7 empty] | 0.0187 |  | 0.6612 | 0 | 0 | 0
[7 empty] | 0.0187 |  | 0.6612 | 0 | 0 | 0
[7 empty] | 0.0187 |  | 0.6612 | 0 | 0 | 0
[7 empty] | 0.0187 |  | 0.6612 | 0 | 0 | 0
[7 empty] | 0.0187 |  | 0.6612 | 0 | 0 | 0
[7 empty] | 0.0187 |  | 0.6612 | 0 | 0 | 0
[7 empty] | 0.0187 |  | 0.6612 | 0 | 0 | 0
[7 empty] | 0.0187 |  | 0.6612 | 0 | 0 | 0
[7 empty] | 0.0187 |  | 0.6612 | 0 | 0 | 0
[7 empty] | 0.0187 |  | 0.6612 | 0 | 0 | 0
[7 empty] | 0.0187 |  | 0.6612 | 0 | 0 | 0
[7 empty] | 0.0187 |  | 0.6612 | 0 | 0 | 0
[7 empty] | 0.0187 |  | 0.6612 | 0 | 0 | 0
[7 empty] | 0.0187 |  | 0.6612 | 0 | 0 | 0
[7 empty] | 0.0187 |  | 0.6612 | 0 | 0 | 0
[7 empty] | 0.0187 |  | 0.6612 | 0 | 0 | 0
[7 empty] | 0.0187 |  | 0.6612 | 0 | 0 | 0
[7 empty] | 0.0187 |  | 0.6612 | 0 | 0 | 0
[7 empty] | 0.0187 |  | 0.6612 | 0 | 0 | 0
[7 empty] | 0.0187 |  | 0.6612 | 0 | 0 | 0
[7 empty] | 0.0187 |  | 0.6612 | 0 | 0 | 0
[7 empty] | 0.0187 |  | 0.6612 | 0 | 0 | 0
[7 empty] | 0.0187 |  | 0.6612 | 0 | 0 | 0
[7 empty] | 0.0187 |  | 0.6612 | 0 | 0 | 0
[7 empty] | 0.0187 |  | 0.6612 | 0 | 0 | 0
[7 empty] | 0.0187 |  | 0.6612 | 0 | 0 | 0
[7 empty] | 0.0187 |  | 0.6612 | 0 | 0 | 0
[7 empty] | 0.0187 |  | 0.6612 | 0 | 0 | 0
[7 empty] | 0.0187 |  | 0.6612 | 0 | 0 | 0
[7 empty] | 0.0187 |  | 0.6612 | 0 | 0 | 0
[7 empty] | 0.0187 |  | 0.6612 | 0 | 0 | 0
[7 empty] | 0.0187 |  | 0.6612 | 0 | 0 | 0
[7 empty] | 0.0187 |  | 0.6612 | 0 | 0 | 0
[7 empty] | 0.0187 |  | 0.6612 | 0 | 0 | 0
[7 empty] | 0.0187 |  | 0.6612 | 0 | 0 | 0
[7 empty] | 0.0187 |  | 0.6612 | 0 | 0 | 0
[7 empty] | 0.0187 |  | 0.6612 | 0 | 0 | 0
[7 empty] | 0.0187 |  | 0.6612 | 0 | 0 | 0
[7 empty] | 0.0187 |  | 0.6612 | 0 | 0 | 0
[7 empty] | 0.0187 |  | 0.6612 | 0 | 0 | 0
[7 empty] | 0.0187 |  | 0.6612 | 0 | 0 | 0
[7 empty] | 0.0187 |  | 0.6612 | 0 | 0 | 0
[7 empty] | 0.0187 |  | 0.6612 | 0 | 0 | 0
[7 empty] | 0.0187 |  | 0.6612 | 0 | 0 | 0
[7 empty] | 0.0187 |  | 0.6612 | 0 | 0 | 0
[7 empty] | 0.0187 |  | 0.6612 | 0 | 0 | 0
[7 empty] | 0.0187 |  | 0.6612 | 0 | 0 | 0
[7 empty] | 0.0187 |  | 0.6612 | 0 | 0 | 0
[7 empty] | 0.0187 |  | 0.6612 | 0 | 0 | 0
[7 empty] | 0.0187 |  | 0.6612 | 0 | 0 | 0
[7 empty] | 0.0187 |  | 0.6612 | 0 | 0 | 0
[7 empty] | 0.0187 |  | 0.6612 | 0 | 0 | 0
[7 empty] | 0.0187 |  | 0.6612 | 0 | 0 | 0
[7 empty] | 0.0187 |  | 0.6612 | 0 | 0 | 0
[7 empty] | 0.0187 |  | 0.6612 | 0 | 0 | 0
[7 empty] | 0.0187 |  | 0.6612 | 0 | 0 | 0
[7 empty] | 0.0187 |  | 0.6612 | 0 | 0 | 0
[7 empty] | 0.0187 |  | 0.6612 | 0 | 0 | 0
[7 empty] | 0.0187 |  | 0.6612 | 0 | 0 | 0
[7 empty] | 0.0187 |  | 0.6612 | 0 | 0 | 0
[7 empty] | 0.0187 |  | 0.6612 | 0 | 0 | 0
[7 empty] | 0.0187 |  | 0.6612 | 0 | 0 | 0
[7 empty] | 0.0187 |  | 0.6612 | 0 | 0 | 0
[7 empty] | 0.0187 |  | 0.6612 | 0 | 0 | 0
[7 empty] | 0.0187 |  | 0.6612 | 0 | 0 | 0
[7 empty] | 0.0187 |  | 0.6612 | 0 | 0 | 0
[7 empty] | 0.0187 |  | 0.6612 | 0 | 0 | 0
[7 empty] | 0.0187 |  | 0.6612 | 0 | 0 | 0
[7 empty] | 0.0187 |  | 0.6612 | 0 | 0 | 0
[7 empty] | 0.0187 |  | 0.6612 | 0 | 0 | 0
[7 empty] | 0.0187 |  | 0.6612 | 0 | 0 | 0
[7 empty] | 0.0187 |  | 0.6612 | 0 | 0 | 0
[7 empty] | 0.0187 |  | 0.6612 | 0 | 0 | 0
[7 empty] | 0.0187 |  | 0.6612 | 0 | 0 | 0
[7 empty] | 0.0187 |  | 0.6612 | 0 | 0 | 0
[7 empty] | 0.0187 |  | 0.6612 | 0 | 0 | 0
[7 empty] | 0.0187 |  | 0.6612 | 0 | 0 | 0
[7 empty] | 0.0187 |  | 0.6612 | 0 | 0 | 0
[7 empty] | 0.0187 |  | 0.6612 | 0 | 0 | 0
[7 empty] | 0.0187 |  | 0.6612 | 0 | 0 | 0
[7 empty] | 0.0187 |  | 0.6612 | 0 | 0 | 0
[7 empty] | 0.0187 |  | 0.6612 | 0 | 0 | 0
[7 empty] | 0.0187 |  | 0.6612 | 0 | 0 | 0
[7 empty] | 0.0187 |  | 0.6612 | 0 | 0 | 0
[7 empty] | 0.0187 |  | 0.6612 | 0 | 0 | 0
[7 empty] | 0.0187 |  | 0.6612 | 0 | 0 | 0
[7 empty] | 0.0187 |  | 0.6612 | 0 | 0 | 0
[7 empty] | 0.0187 |  | 0.6612 | 0 | 0 | 0
[7 empty] | 0.0187 |  | 0.6612 | 0 | 0 | 0
[7 empty] | 0.0187 |  | 0.6612 | 0 | 0 | 0
[7 empty] | 0.0187 |  | 0.6612 | 0 | 0 | 0
[7 empty] | 0.0187 |  | 0.6612 | 0 | 0 | 0
[7 empty] | 0.0187 |  | 0.6612 | 0 | 0 | 0
[7 empty] | 0.0187 |  | 0.6612 | 0 | 0 | 0
[7 empty] | 0.0187 |  | 0.6612 | 0 | 0 | 0
[7 empty] | 0.0187 |  | 0.6612 | 0 | 0 | 0
[7 empty] | 0.0187 |  | 0.6612 | 0 | 0 | 0
[7 empty] | 0.0187 |  | 0.6612 | 0 | 0 | 0
[7 empty] | 0.0187 |  | 0.6612 | 0 | 0 | 0
[7 empty] | 0.0187 |  | 0.6612 | 0 | 0 | 0
[7 empty] | 0.0187 |  | 0.6612 | 0 | 0 | 0
[7 empty] | 0.0187 |  | 0.6612 | 0 | 0 | 0
[7 empty] | 0.0187 |  | 0.6612 | 0 | 0 | 0
[7 empty] | 0.0187 |  | 0.6612 | 0 | 0 | 0
[7 empty] | 0.0187 |  | 0.6612 | 0 | 0 | 0
[7 empty] | 0.0187 |  | 0.6612 | 0 | 0 | 0
[7 empty] | 0.0187 |  | 0.6612 | 0 | 0 | 0
[7 empty] | 0.0187 |  | 0.6612 | 0 | 0 | 0
[7 empty] | 0.0187 |  | 0.6612 | 0 | 0 | 0
[7 empty] | 0.0187 |  | 0.6612 | 0 | 0 | 0
[7 empty] | 0.0187 |  | 0.6612 | 0 | 0 | 0
[7 empty] | 0.0187 |  | 0.6612 | 0 | 0 | 0
[7 empty] | 0.0187 |  | 0.6612 | 0 | 0 | 0
[7 empty] | 0.0187 |  | 0.6612 | 0 | 0 | 0
[7 empty] | 0.0187 |  | 0.6612 | 0 | 0 | 0
[7 empty] | 0.0187 |  | 0.6612 | 0 | 0 | 0
[7 empty] | 0.0187 |  | 0.6612 | 0 | 0 | 0
[7 empty] | 0.0187 |  | 0.6612 | 0 | 0 | 0
[7 empty] | 0.0187 |  | 0.6612 | 0 | 0 | 0
[7 empty] | 0.0187 |  | 0.6612 | 0 | 0 | 0
[7 empty] | 0.0187 |  | 0.6612 | 0 | 0 | 0
[7 empty] | 0.0187 |  | 0.6612 | 0 | 0 | 0
[7 empty] | 0.0187 |  | 0.6612 | 0 | 0 | 0
[7 empty] | 0.0187 |  | 0.6612 | 0 | 0 | 0
[7 empty] | 0.0187 |  | 0.6612 | 0 | 0 | 0
[7 empty] | 0.0187 |  | 0.6612 | 0 | 0 | 0
[7 empty] | 0.0187 |  | 0.6612 | 0 | 0 | 0
[7 empty] | 0.0187 |  | 0.6612 | 0 | 0 | 0
[7 empty] | 0.0187 |  | 0.6612 | 0 | 0 | 0
[7 empty] | 0.0187 |  | 0.6612 | 0 | 0 | 0
[7 empty] | 0.0187 |  | 0.6612 | 0 | 0 | 0
[7 empty] | 0.0187 |  | 0.6612 | 0 | 0 | 0
[7 empty] | 0.0187 |  | 0.6612 | 0 | 0 | 0
[7 empty] | 0.0187 |  | 0.6612 | 0 | 0 | 0
[7 empty] | 0.0187 |  | 0.6612 | 0 | 0 | 0
[7 empty] | 0.0187 |  | 0.6612 | 0 | 0 | 0
[7 empty] | 0.0187 |  | 0.6612 | 0 | 0 | 0
[7 empty] | 0.0187 |  | 0.6612 | 0 | 0 | 0
[7 empty] | 0.0187 |  | 0.6612 | 0 | 0 | 0
[7 empty] | 0.0187 |  | 0.6612 | 0 | 0 | 0
[7 empty] | 0.0187 |  | 0.6612 | 0 | 0 | 0
[7 empty] | 0.0187 |  | 0.6612 | 0 | 0 | 0
[7 empty] | 0.0187 |  | 0.6612 | 0 | 0 | 0
[7 empty] | 0.0187 |  | 0.6612 | 0 | 0 | 0
[7 empty] | 0.0187 |  | 0.6612 | 0 | 0 | 0
[7 empty] | 0.0187 |  | 0.6612 | 0 | 0 | 0
[7 empty] | 0.0187 |  | 0.6612 | 0 | 0 | 0
[7 empty] | 0.0187 |  | 0.6612 | 0 | 0 | 0
[7 empty] | 0.0187 |  | 0.6612 | 0 | 0 | 0
[7 empty] | 0.0187 |  | 0.6612 | 0 | 0 | 0
[7 empty] | 0.0187 |  | 0.6612 | 0 | 0 | 0
[7 empty] | 0.0187 |  | 0.6612 | 0 | 0 | 0
[7 empty] | 0.0187 |  | 0.6612 | 0 | 0 | 0
[7 empty] | 0.0187 |  | 0.6612 | 0 | 0 | 0
[7 empty] | 0.0187 |  | 0.6612 | 0 | 0 | 0
[7 empty] | 0.0187 |  | 0.6612 | 0 | 0 | 0
[7 empty] | 0.0187 |  | 0.6612 | 0 | 0 | 0
[7 empty] | 0.0187 |  | 0.6612 | 0 | 0 | 0
[7 empty] | 0.0187 |  | 0.6612 | 0 | 0 | 0
[7 empty] | 0.0187 |  | 0.6612 | 0 | 0 | 0
[7 empty] | 0.0187 |  | 0.6612 | 0 | 0 | 0
[7 empty] | 0.0187 |  | 0.6612 | 0 | 0 | 0
[7 empty] | 0.0187 |  | 0.6612 | 0 | 0 | 0
[7 empty] | 0.0187 |  | 0.6612 | 0 | 0 | 0
[7 empty] | 0.0187 |  | 0.6612 | 0 | 0 | 0
[7 empty] | 0.0187 |  | 0.6612 | 0 | 0 | 0
[7 empty] | 0.0187 |  | 0.6612 | 0 | 0 | 0
[7 empty] | 0.0187 |  | 0.6612 | 0 | 0 | 0
[7 empty] | 0.0187 |  | 0.6612 | 0 | 0 | 0
[7 empty] | 0.0187 |  | 0.6612 | 0 | 0 | 0
[7 empty] | 0.0187 |  | 0.6612 | 0 | 0 | 0
[7 empty] | 0.0187 |  | 0.6612 | 0 | 0 | 0
[7 empty] | 0.0187 |  | 0.6612 | 0 | 0 | 0
[7 empty] | 0.0187 |  | 0.6612 | 0 | 0 | 0
[7 empty] | 0.0187 |  | 0.6612 | 0 | 0 | 0
[7 empty] | 0.0187 |  | 0.6612 | 0 | 0 | 0
[7 empty] | 0.0187 |  | 0.6612 | 0 | 0 | 0
[7 empty] | 0.0187 |  | 0.6612 | 0 | 0 | 0
[7 empty] | 0.0187 |  | 0.6612 | 0 | 0 | 0
[7 empty] | 0.0187 |  | 0.6612 | 0 | 0 | 0
[7 empty] | 0.0187 |  | 0.6612 | 0 | 0 | 0
[7 empty] | 0.0187 |  | 0.6612 | 0 | 0 | 0
[7 empty] | 0.0187 |  | 0.6612 | 0 | 0 | 0
[7 empty] | 0.0187 |  | 0.6612 | 0 | 0 | 0
[7 empty] | 0.0187 |  | 0.6612 | 0 | 0 | 0
[7 empty] | 0.0187 |  | 0.6612 | 0 | 0 | 0
[7 empty] | 0.0187 |  | 0.6612 | 0 | 0 | 0
[7 empty] | 0.0187 |  | 0.6612 | 0 | 0 | 0
[7 empty] | 0.0187 |  | 0.6612 | 0 | 0 | 0
[7 empty] | 0.0187 |  | 0.6612 | 0 | 0 | 0
[7 empty] | 0.0187 |  | 0.6612 | 0 | 0 | 0
[7 empty] | 0.0187 |  | 0.6612 | 0 | 0 | 0
[7 empty] | 0.0187 |  | 0.6612 | 0 | 0 | 0
[7 empty] | 0.0187 |  | 0.6612 | 0 | 0 | 0
[7 empty] | 0.0187 |  | 0.6612 | 0 | 0 | 0
[7 empty] | 0.0187 |  | 0.6612 | 0 | 0 | 0
[7 empty] | 0.0187 |  | 0.6612 | 0 | 0 | 0
[7 empty] | 0.0187 |  | 0.6612 | 0 | 0 | 0
[7 empty] | 0.0187 |  | 0.6612 | 0 | 0 | 0
[7 empty] | 0.0187 |  | 0.6612 | 0 | 0 | 0
[7 empty] | 0.0187 |  | 0.6612 | 0 | 0 | 0
[7 empty] | 0.0187 |  | 0.6612 | 0 | 0 | 0
[7 empty] | 0.0187 |  | 0.6612 | 0 | 0 | 0
[7 empty] | 0.0187 |  | 0.6612 | 0 | 0 | 0
[7 empty] | 0.0187 |  | 0.6612 | 0 | 0 | 0
[7 empty] | 0.0187 |  | 0.6612 | 0 | 0 | 0
[7 empty] | 0.0187 |  | 0.6612 | 0 | 0 | 0
[7 empty] | 0.0187 |  | 0.6612 | 0 | 0 | 0
[7 empty] | 0.0187 |  | 0.6612 | 0 | 0 | 0
[7 empty] | 0.0187 |  | 0.6612 | 0 | 0 | 0
[7 empty] | 0.0187 |  | 0.6612 | 0 | 0 | 0
[7 empty] | 0.0187 |  | 0.6612 | 0 | 0 | 0
[7 empty] | 0.0187 |  | 0.6612 | 0 | 0 | 0
[7 empty] | 0.0187 |  | 0.6612 | 0 | 0 | 0
[7 empty] | 0.0187 |  | 0.6612 | 0 | 0 | 0
[7 empty] | 0.0187 |  | 0.6612 | 0 | 0 | 0
[7 empty] | 0.0187 |  | 0.6612 | 0 | 0 | 0
[7 empty] | 0.0187 |  | 0.6612 | 0 | 0 | 0
[7 empty] | 0.0187 |  | 0.6612 | 0 | 0 | 0
[7 empty] | 0.0187 |  | 0.6612 | 0 | 0 | 0
[7 empty] | 0.0187 |  | 0.6612 | 0 | 0 | 0
[7 empty] | 0.0187 |  | 0.6612 | 0 | 0 | 0
[7 empty] | 0.0187 |  | 0.6612 | 0 | 0 | 0
[7 empty] | 0.0187 |  | 0.6612 | 0 | 0 | 0
[7 empty] | 0.0187 |  | 0.6612 | 0 | 0 | 0
[7 empty] | 0.0187 |  | 0.6612 | 0 | 0 | 0
[7 empty] | 0.0187 |  | 0.6612 | 0 | 0 | 0
[7 empty] | 0.0187 |  | 0.6612 | 0 | 0 | 0
[7 empty] | 0.0187 |  | 0.6612 | 0 | 0 | 0
[7 empty] | 0.0187 |  | 0.6612 | 0 | 0 | 0
[7 empty] | 0.0187 |  | 0.6612 | 0 | 0 | 0
[7 empty] | 0.0187 |  | 0.6612 | 0 | 0 | 0
[7 empty] | 0.0187 |  | 0.6612 | 0 | 0 | 0
[7 empty] | 0.0187 |  | 0.6612 | 0 | 0 | 0
[7 empty] | 0.0187 |  | 0.6612 | 0 | 0 | 0
[7 empty] | 0.0187 |  | 0.6612 | 0 | 0 | 0
[7 empty] | 0.0187 |  | 0.6612 | 0 | 0 | 0
[7 empty] | 0.0187 |  | 0.6612 | 0 | 0 | 0
[7 empty] | 0.0187 |  | 0.6612 | 0 | 0 | 0
[7 empty] | 0.0187 |  | 0.6612 | 0 | 0 | 0
[7 empty] | 0.0187 |  | 0.6612 | 0 | 0 | 0
[7 empty] | 0.0187 |  | 0.6612 | 0 | 0 | 0
[7 empty] | 0.0187 |  | 0.6612 | 0 | 0 | 0
[7 empty] | 0.0187 |  | 0.6612 | 0 | 0 | 0
[7 empty] | 0.0187 |  | 0.6612 | 0 | 0 | 0
[7 empty] | 0.0187 |  | 0.6612 | 0 | 0 | 0
[7 empty] | 0.0187 |  | 0.6612 | 0 | 0 | 0
[7 empty] | 0.0187 |  | 0.6612 | 0 | 0 | 0
[7 empty] | 0.0187 |  | 0.6612 | 0 | 0 | 0
[7 empty] | 0.0187 |  | 0.6612 | 0 | 0 | 0
[7 empty] | 0.0187 |  | 0.6612 | 0 | 0 | 0
[7 empty] | 0.0187 |  | 0.6612 | 0 | 0 | 0
[7 empty] | 0.0187 |  | 0.6612 | 0 | 0 | 0
[7 empty] | 0.0187 |  | 0.6612 | 0 | 0 | 0
[7 empty] | 0.0187 |  | 0.6612 | 0 | 0 | 0
[7 empty] | 0.0187 |  | 0.6612 | 0 | 0 | 0
[7 empty] | 0.0187 |  | 0.6612 | 0 | 0 | 0
[7 empty] | 0.0187 |  | 0.6612 | 0 | 0 | 0
[7 empty] | 0.0187 |  | 0.6612 | 0 | 0 | 0
[7 empty] | 0.0187 |  | 0.6612 | 0 | 0 | 0
[7 empty] | 0.0187 |  | 0.6612 | 0 | 0 | 0
[7 empty] | 0.0187 |  | 0.6612 | 0 | 0 | 0
[7 empty] | 0.0187 |  | 0.6612 | 0 | 0 | 0
[7 empty] | 0.0187 |  | 0.6612 | 0 | 0 | 0
[7 empty] | 0.0187 |  | 0.6612 | 0 | 0 | 0
[7 empty] | 0.0187 |  | 0.6612 | 0 | 0 | 0
[7 empty] | 0.0187 |  | 0.6612 | 0 | 0 | 0
[7 empty] | 0.0187 |  | 0.6612 | 0 | 0 | 0
[7 empty] | 0.0187 |  | 0.6612 | 0 | 0 | 0
[7 empty] | 0.0187 |  | 0.6612 | 0 | 0 | 0
[7 empty] | 0.0187 |  | 0.6612 | 0 | 0 | 0
[7 empty] | 0.0187 |  | 0.6612 | 0 | 0 | 0
[7 empty] | 0.0187 |  | 0.6612 | 0 | 0 | 0
[7 empty] | 0.0187 |  | 0.6612 | 0 | 0 | 0
[7 empty] | 0.0187 |  | 0.6612 | 0 | 0 | 0
[7 empty] | 0.0187 |  | 0.6612 | 0 | 0 | 0
[7 empty] | 0.0187 |  | 0.6612 | 0 | 0 | 0
[7 empty] | 0.0187 |  | 0.6612 | 0 | 0 | 0
[7 empty] | 0.0187 |  | 0.6612 | 0 | 0 | 0
[7 empty] | 0.0187 |  | 0.6612 | 0 | 0 | 0
[7 empty] | 0.0187 |  | 0.6612 | 0 | 0 | 0
[7 empty] | 0.0187 |  | 0.6612 | 0 | 0 | 0
[7 empty] | 0.0187 |  | 0.6612 | 0 | 0 | 0
[7 empty] | 0.0187 |  | 0.6612 | 0 | 0 | 0
[7 empty] | 0.0187 |  | 0.6612 | 0 | 0 | 0
[7 empty] | 0.0187 |  | 0.6612 | 0 | 0 | 0
[7 empty] | 0.0187 |  | 0.6612 | 0 | 0 | 0
[7 empty] | 0.0187 |  | 0.6612 | 0 | 0 | 0
[7 empty] | 0.0187 |  | 0.6612 | 0 | 0 | 0
[7 empty] | 0.0187 |  | 0.6612 | 0 | 0 | 0
[7 empty] | 0.0187 |  | 0.6612 | 0 | 0 | 0
[7 empty] | 0.0187 |  | 0.6612 | 0 | 0 | 0
[7 empty] | 0.0187 |  | 0.6612 | 0 | 0 | 0
[7 empty] | 0.0187 |  | 0.6612 | 0 | 0 | 0
[7 empty] | 0.0187 |  | 0.6612 | 0 | 0 | 0
[7 empty] | 0.0187 |  | 0.6612 | 0 | 0 | 0
[7 empty] | 0.0187 |  | 0.6612 | 0 | 0 | 0
[7 empty] | 0.0187 |  | 0.6612 | 0 | 0 | 0
[7 empty] | 0.0187 |  | 0.6612 | 0 | 0 | 0
[7 empty] | 0.0187 |  | 0.6612 | 0 | 0 | 0
[7 empty] | 0.0187 |  | 0.6612 | 0 | 0 | 0
[7 empty] | 0.0187 |  | 0.6612 | 0 | 0 | 0
[7 empty] | 0.0187 |  | 0.6612 | 0 | 0 | 0
[7 empty] | 0.0187 |  | 0.6612 | 0 | 0 | 0
[7 empty] | 0.0187 |  | 0.6612 | 0 | 0 | 0
[7 empty] | 0.0187 |  | 0.6612 | 0 | 0 | 0
[7 empty] | 0.0187 |  | 0.6612 | 0 | 0 | 0
[7 empty] | 0.0187 |  | 0.6612 | 0 | 0 | 0
[7 empty] | 0.0187 |  | 0.6612 | 0 | 0 | 0
[7 empty] | 0.0187 |  | 0.6612 | 0 | 0 | 0
[7 empty] | 0.0187 |  | 0.6612 | 0 | 0 | 0
[7 empty] | 0.0187 |  | 0.6612 | 0 | 0 | 0
[7 empty] | 0.0187 |  | 0.6612 | 0 | 0 | 0
[7 empty] | 0.0187 |  | 0.6612 | 0 | 0 | 0
[7 empty] | 0.0187 |  | 0.6612 | 0 | 0 | 0
[7 empty] | 0.0187 |  | 0.6612 | 0 | 0 | 0
[7 empty] | 0.0187 |  | 0.6612 | 0 | 0 | 0
[7 empty] | 0.0187 |  | 0.6612 | 0 | 0 | 0
[7 empty] | 0.0187 |  | 0.6612 | 0 | 0 | 0
[7 empty] | 0.0187 |  | 0.6612 | 0 | 0 | 0
[7 empty] | 0.0187 |  | 0.6612 | 0 | 0 | 0
[7 empty] | 0.0187 |  | 0.6612 | 0 | 0 | 0
[7 empty] | 0.0187 |  | 0.6612 | 0 | 0 | 0
[7 empty] | 0.0187 |  | 0.6612 | 0 | 0 | 0
[7 empty] | 0.0187 |  | 0.6612 | 0 | 0 | 0
[7 empty] | 0.0187 |  | 0.6612 | 0 | 0 | 0
[7 empty] | 0.0187 |  | 0.6612 | 0 | 0 | 0
[7 empty] | 0.0187 |  | 0.6612 | 0 | 0 | 0
[7 empty] | 0.0187 |  | 0.6612 | 0 | 0 | 0
[7 empty] | 0.0187 |  | 0.6612 | 0 | 0 | 0
[7 empty] | 0.0187 |  | 0.6612 | 0 | 0 | 0
[7 empty] | 0.0187 |  | 0.6612 | 0 | 0 | 0
[7 empty] | 0.0187 |  | 0.6612 | 0 | 0 | 0
[7 empty] | 0.0187 |  | 0.6612 | 0 | 0 | 0
[7 empty] | 0.0187 |  | 0.6612 | 0 | 0 | 0
[7 empty] | 0.0187 |  | 0.6612 | 0 | 0 | 0
[7 empty] | 0.0187 |  | 0.6612 | 0 | 0 | 0
[7 empty] | 0.0187 |  | 0.6612 | 0 | 0 | 0
[7 empty] | 0.0187 |  | 0.6612 | 0 | 0 | 0
[7 empty] | 0.0187 |  | 0.6612 | 0 | 0 | 0
[7 empty] | 0.0187 |  | 0.6612 | 0 | 0 | 0
[7 empty] | 0.0187 |  | 0.6612 | 0 | 0 | 0
[7 empty] | 0.0187 |  | 0.6612 | 0 | 0 | 0
[7 empty] | 0.0187 |  | 0.6612 | 0 | 0 | 0
[7 empty] | 0.0187 |  | 0.6612 | 0 | 0 | 0
[7 empty] | 0.0187 |  | 0.6612 | 0 | 0 | 0
[7 empty] | 0.0187 |  | 0.6612 | 0 | 0 | 0
[7 empty] | 0.0187 |  | 0.6612 | 0 | 0 | 0
[7 empty] | 0.0187 |  | 0.6612 | 0 | 0 | 0
[7 empty] | 0.0187 |  | 0.6612 | 0 | 0 | 0
[7 empty] | 0.0187 |  | 0.6612 | 0 | 0 | 0
[7 empty] | 0.0187 |  | 0.6612 | 0 | 0 | 0
[7 empty] | 0.0187 |  | 0.6612 | 0 | 0 | 0
[7 empty] | 0.0187 |  | 0.6612 | 0 | 0 | 0
[7 empty] | 0.0187 |  | 0.6612 | 0 | 0 | 0
[7 empty] | 0.0187 |  | 0.6612 | 0 | 0 | 0
[7 empty] | 0.0187 |  | 0.6612 | 0 | 0 | 0
[7 empty] | 0.0187 |  | 0.6612 | 0 | 0 | 0
[7 empty] | 0.0187 |  | 0.6612 | 0 | 0 | 0
[7 empty] | 0.0187 |  | 0.6612 | 0 | 0 | 0
[7 empty] | 0.0187 |  | 0.6612 | 0 | 0 | 0
[7 empty] | 0.0187 |  | 0.6612 | 0 | 0 | 0
[7 empty] | 0.0187 |  | 0.6612 | 0 | 0 | 0
[7 empty] | 0.0187 |  | 0.6612 | 0 | 0 | 0
[7 empty] | 0.0187 |  | 0.6612 | 0 | 0 | 0
[7 empty] | 0.0187 |  | 0.6612 | 0 | 0 | 0
[7 empty] | 0.0187 |  | 0.6612 | 0 | 0 | 0
[7 empty] | 0.0187 |  | 0.6612 | 0 | 0 | 0
[7 empty] | 0.0187 |  | 0.6612 | 0 | 0 | 0
[7 empty] | 0.0187 |  | 0.6612 | 0 | 0 | 0
[7 empty] | 0.0187 |  | 0.6612 | 0 | 0 | 0
[7 empty] | 0.0187 |  | 0.6612 | 0 | 0 | 0
[7 empty] | 0.0187 |  | 0.6612 | 0 | 0 | 0
[7 empty] | 0.0187 |  | 0.6612 | 0 | 0 | 0
[7 empty] | 0.0187 |  | 0.6612 | 0 | 0 | 0
[7 empty] | 0.0187 |  | 0.6612 | 0 | 0 | 0
[7 empty] | 0.0187 |  | 0.6612 | 0 | 0 | 0
[7 empty] | 0.0187 |  | 0.6612 | 0 | 0 | 0
[7 empty] | 0.0187 |  | 0.6612 | 0 | 0 | 0
[7 empty] | 0.0187 |  | 0.6612 | 0 | 0 | 0
[7 empty] | 0.0187 |  | 0.6612 | 0 | 0 | 0
[7 empty] | 0.0187 |  | 0.6612 | 0 | 0 | 0
[7 empty] | 0.0187 |  | 0.6612 | 0 | 0 | 0
[7 empty] | 0.0187 |  | 0.6612 | 0 | 0 | 0
[7 empty] | 0.0187 |  | 0.6612 | 0 | 0 | 0
[7 empty] | 0.0187 |  | 0.6612 | 0 | 0 | 0
[7 empty] | 0.0187 |  | 0.6612 | 0 | 0 | 0
[7 empty] | 0.0187 |  | 0.6612 | 0 | 0 | 0
[7 empty] | 0.0187 |  | 0.6612 | 0 | 0 | 0
[7 empty] | 0.0187 |  | 0.6612 | 0 | 0 | 0
[7 empty] | 0.0187 |  | 0.6612 | 0 | 0 | 0
[7 empty] | 0.0187 |  | 0.6612 | 0 | 0 | 0
[7 empty] | 0.0187 |  | 0.6612 | 0 | 0 | 0
[7 empty] | 0.0187 |  | 0.6612 | 0 | 0 | 0
[7 empty] | 0.0187 |  | 0.6612 | 0 | 0 | 0
[7 empty] | 0.0187 |  | 0.6612 | 0 | 0 | 0
[7 empty] | 0.0187 |  | 0.6612 | 0 | 0 | 0
[7 empty] | 0.0187 |  | 0.6612 | 0 | 0 | 0
[7 empty] | 0.0187 |  | 0.6612 | 0 | 0 | 0
[7 empty] | 0.0187 |  | 0.6612 | 0 | 0 | 0
[7 empty] | 0.0187 |  | 0.6612 | 0 | 0 | 0
[7 empty] | 0.0187 |  | 0.6612 | 0 | 0 | 0
[7 empty] | 0.0187 |  | 0.6612 | 0 | 0 | 0
[7 empty] | 0.0187 |  | 0.6612 | 0 | 0 | 0
[7 empty] | 0.0187 |  | 0.6612 | 0 | 0 | 0
[7 empty] | 0.0187 |  | 0.6612 | 0 | 0 | 0
[7 empty] | 0.0187 |  | 0.6612 | 0 | 0 | 0
[7 empty] | 0.0187 |  | 0.6612 | 0 | 0 | 0
[7 empty] | 0.0187 |  | 0.6612 | 0 | 0 | 0
[7 empty] | 0.0187 |  | 0.6612 | 0 | 0 | 0
[7 empty] | 0.0187 |  | 0.6612 | 0 | 0 | 0
[7 empty] | 0.0187 |  | 0.6612 | 0 | 0 | 0
[7 empty] | 0.0187 |  | 0.6612 | 0 | 0 | 0
[7 empty] | 0.0187 |  | 0.6612 | 0 | 0 | 0
[7 empty] | 0.0187 |  | 0.6612 | 0 | 0 | 0
[7 empty] | 0.0187 |  | 0.6612 | 0 | 0 | 0
[7 empty] | 0.0187 |  | 0.6612 | 0 | 0 | 0
[7 empty] | 0.0187 |  | 0.6612 | 0 | 0 | 0
[7 empty] | 0.0187 |  | 0.6612 | 0 | 0 | 0
[7 empty] | 0.0187 |  | 0.6612 | 0 | 0 | 0
[7 empty] | 0.0187 |  | 0.6612 | 0 | 0 | 0
[7 empty] | 0.0187 |  | 0.6612 | 0 | 0 | 0
[7 empty] | 0.0187 |  | 0.6612 | 0 | 0 | 0
[7 empty] | 0.0187 |  | 0.6612 | 0 | 0 | 0
[7 empty] | 0.0187 |  | 0.6612 | 0 | 0 | 0
[7 empty] | 0.0187 |  | 0.6612 | 0 | 0 | 0
[7 empty] | 0.0187 |  | 0.6612 | 0 | 0 | 0
[7 empty] | 0.0187 |  | 0.6612 | 0 | 0 | 0
[7 empty] | 0.0187 |  | 0.6612 | 0 | 0 | 0
[7 empty] | 0.0187 |  | 0.6612 | 0 | 0 | 0
[7 empty] | 0.0187 |  | 0.6612 | 0 | 0 | 0
[7 empty] | 0.0187 |  | 0.6612 | 0 | 0 | 0
[7 empty] | 0.0187 |  | 0.6612 | 0 | 0 | 0
[7 empty] | 0.0187 |  | 0.6612 | 0 | 0 | 0
[7 empty] | 0.0187 |  | 0.6612 | 0 | 0 | 0
[7 empty] | 0.0187 |  | 0.6612 | 0 | 0 | 0
[7 empty] | 0.0187 |  | 0.6612 | 0 | 0 | 0
[7 empty] | 0.0187 |  | 0.6612 | 0 | 0 | 0
[7 empty] | 0.0187 |  | 0.6612 | 0 | 0 | 0
[7 empty] | 0.0187 |  | 0.6612 | 0 | 0 | 0
[7 empty] | 0.0187 |  | 0.6612 | 0 | 0 | 0
[7 empty] | 0.0187 |  | 0.6612 | 0 | 0 | 0
[7 empty] | 0.0187 |  | 0.6612 | 0 | 0 | 0
[7 empty] | 0.0187 |  | 0.6612 | 0 | 0 | 0
[7 empty] | 0.0187 |  | 0.6612 | 0 | 0 | 0
[7 empty] | 0.0187 |  | 0.6612 | 0 | 0 | 0
[7 empty] | 0.0187 |  | 0.6612 | 0 | 0 | 0
[7 empty] | 0.0187 |  | 0.6612 | 0 | 0 | 0
[7 empty] | 0.0187 |  | 0.6612 | 0 | 0 | 0
[7 empty] | 0.0187 |  | 0.6612 | 0 | 0 | 0
[7 empty] | 0.0187 |  | 0.6612 | 0 | 0 | 0
[7 empty] | 0.0187 |  | 0.6612 | 0 | 0 | 0
[7 empty] | 0.0187 |  | 0.6612 | 0 | 0 | 0
[7 empty] | 0.0187 |  | 0.6612 | 0 | 0 | 0
[7 empty] | 0.0187 |  | 0.6612 | 0 | 0 | 0
[7 empty] | 0.0187 |  | 0.6612 | 0 | 0 | 0
[7 empty] | 0.0187 |  | 0.6612 | 0 | 0 | 0
[7 empty] | 0.0187 |  | 0.6612 | 0 | 0 | 0
[7 empty] | 0.0187 |  | 0.6612 | 0 | 0 | 0
[7 empty] | 0.0187 |  | 0.6612 | 0 | 0 | 0
[7 empty] | 0.0187 |  | 0.6612 | 0 | 0 | 0
[7 empty] | 0.0187 |  | 0.6612 | 0 | 0 | 0
[7 empty] | 0.0187 |  | 0.6612 | 0 | 0 | 0
[7 empty] | 0.0187 |  | 0.6612 | 0 | 0 | 0
[7 empty] | 0.0187 |  | 0.6612 | 0 | 0 | 0
[7 empty] | 0.0187 |  | 0.6612 | 0 | 0 | 0
[7 empty] | 0.0187 |  | 0.6612 | 0 | 0 | 0
[7 empty] | 0.0187 |  | 0.6612 | 0 | 0 | 0
[7 empty] | 0.0187 |  | 0.6612 | 0 | 0 | 0
[7 empty] | 0.0187 |  | 0.6612 | 0 | 0 | 0
[7 empty] | 0.0187 |  | 0.6612 | 0 | 0 | 0
[7 empty] | 0.0187 |  | 0.6612 | 0 | 0 | 0
[7 empty] | 0.0187 |  | 0.6612 | 0 | 0 | 0
[7 empty] | 0.0187 |  | 0.6612 | 0 | 0 | 0
[7 empty] | 0.0187 |  | 0.6612 | 0 | 0 | 0
[7 empty] | 0.0187 |  | 0.6612 | 0 | 0 | 0
[7 empty] | 0.0187 |  | 0.6612 | 0 | 0 | 0
[7 empty] | 0.0187 |  | 0.6612 | 0 | 0 | 0
[7 empty] | 0.0187 |  | 0.6612 | 0 | 0 | 0
[7 empty] | 0.0187 |  | 0.6612 | 0 | 0 | 0
[7 empty] | 0.0187 |  | 0.6612 | 0 | 0 | 0
[7 empty] | 0.0187 |  | 0.6612 | 0 | 0 | 0
[7 empty] | 0.0187 |  | 0.6612 | 0 | 0 | 0
[7 empty] | 0.0187 |  | 0.6612 | 0 | 0 | 0
[7 empty] | 0.0187 |  | 0.6612 | 0 | 0 | 0
[7 empty] | 0.0187 |  | 0.6612 | 0 | 0 | 0
[7 empty] | 0.0187 |  | 0.6612 | 0 | 0 | 0
[7 empty] | 0.0187 |  | 0.6612 | 0 | 0 | 0
[7 empty] | 0.0187 |  | 0.6612 | 0 | 0 | 0
[7 empty] | 0.0187 |  | 0.6612 | 0 | 0 | 0
[7 empty] | 0.0187 |  | 0.6612 | 0 | 0 | 0
[7 empty] | 0.0187 |  | 0.6612 | 0 | 0 | 0
[7 empty] | 0.0187 |  | 0.6612 | 0 | 0 | 0
[7 empty] | 0.0187 |  | 0.6612 | 0 | 0 | 0
[7 empty] | 0.0187 |  | 0.6612 | 0 | 0 | 0
[7 empty] | 0.0187 |  | 0.6612 | 0 | 0 | 0
[7 empty] | 0.0187 |  | 0.6612 | 0 | 0 | 0
[7 empty] | 0.0187 |  | 0.6612 | 0 | 0 | 0
[7 empty] | 0.0187 |  | 0.6612 | 0 | 0 | 0
[7 empty] | 0.0187 |  | 0.6612 | 0 | 0 | 0
[7 empty] | 0.0187 |  | 0.6612 | 0 | 0 | 0
[7 empty] | 0.0187 |  | 0.6612 | 0 | 0 | 0
[7 empty] | 0.0187 |  | 0.6612 | 0 | 0 | 0
[7 empty] | 0.0187 |  | 0.6612 | 0 | 0 | 0
[7 empty] | 0.0187 |  | 0.6612 | 0 | 0 | 0
[7 empty] | 0.0187 |  | 0.6612 | 0 | 0 | 0
[7 empty] | 0.0187 |  | 0.6612 | 0 | 0 | 0
[7 empty] | 0.0187 |  | 0.6612 | 0 | 0 | 0
[7 empty] | 0.0187 |  | 0.6612 | 0 | 0 | 0
[7 empty] | 0.0187 |  | 0.6612 | 0 | 0 | 0
[7 empty] | 0.0187 |  | 0.6612 | 0 | 0 | 0
[7 empty] | 0.0187 |  | 0.6612 | 0 | 0 | 0
[7 empty] | 0.0187 |  | 0.6612 | 0 | 0 | 0
[7 empty] | 0.0187 |  | 0.6612 | 0 | 0 | 0
[7 empty] | 0.0187 |  | 0.6612 | 0 | 0 | 0
[7 empty] | 0.0187 |  | 0.6612 | 0 | 0 | 0
[7 empty] | 0.0187 |  | 0.6612 | 0 | 0 | 0
[7 empty] | 0.0187 |  | 0.6612 | 0 | 0 | 0
[7 empty] | 0.0187 |  | 0.6612 | 0 | 0 | 0
[7 empty] | 0.0187 |  | 0.6612 | 0 | 0 | 0
[7 empty] | 0.0187 |  | 0.6612 | 0 | 0 | 0
[7 empty] | 0.0187 |  | 0.6612 | 0 | 0 | 0
[7 empty] | 0.0187 |  | 0.6612 | 0 | 0 | 0
[7 empty] | 0.0187 |  | 0.6612 | 0 | 0 | 0
[7 empty] | 0.0187 |  | 0.6612 | 0 | 0 | 0
[7 empty] | 0.0187 |  | 0.6612 | 0 | 0 | 0
[7 empty] | 0.0187 |  | 0.6612 | 0 | 0 | 0
[7 empty] | 0.0187 |  | 0.6612 | 0 | 0 | 0
[7 empty] | 0.0187 |  | 0.6612 | 0 | 0 | 0
[7 empty] | 0.0187 |  | 0.6612 | 0 | 0 | 0
[7 empty] | 0.0187 |  | 0.6612 | 0 | 0 | 0
[7 empty] | 0.0187 |  | 0.6612 | 0 | 0 | 0
[7 empty] | 0.0187 |  | 0.6612 | 0 | 0 | 0
[7 empty] | 0.0187 |  | 0.6612 | 0 | 0 | 0
[7 empty] | 0.0187 |  | 0.6612 | 0 | 0 | 0
[7 empty] | 0.0187 |  | 0.6612 | 0 | 0 | 0
[7 empty] | 0.0187 |  | 0.6612 | 0 | 0 | 0
[7 empty] | 0.0187 |  | 0.6612 | 0 | 0 | 0
[7 empty] | 0.0187 |  | 0.6612 | 0 | 0 | 0
[7 empty] | 0.0187 |  | 0.6612 | 0 | 0 | 0
[7 empty] | 0.0187 |  | 0.6612 | 0 | 0 | 0
[7 empty] | 0.0187 |  | 0.6612 | 0 | 0 | 0
[7 empty] | 0.0187 |  | 0.6612 | 0 | 0 | 0
[7 empty] | 0.0187 |  | 0.6612 | 0 | 0 | 0
[7 empty] | 0.0187 |  | 0.6612 | 0 | 0 | 0
[7 empty] | 0.0187 |  | 0.6612 | 0 | 0 | 0
[7 empty] | 0.0187 |  | 0.6612 | 0 | 0 | 0
[7 empty] | 0.0187 |  | 0.6612 | 0 | 0 | 0
[7 empty] | 0.0187 |  | 0.6612 | 0 | 0 | 0
[7 empty] | 0.0187 |  | 0.6612 | 0 | 0 | 0
[7 empty] | 0.0187 |  | 0.6612 | 0 | 0 | 0
[7 empty] | 0.0187 |  | 0.6612 | 0 | 0 | 0
[7 empty] | 0.0187 |  | 0.6612 | 0 | 0 | 0
[7 empty] | 0.0187 |  | 0.6612 | 0 | 0 | 0
[7 empty] | 0.0187 |  | 0.6612 | 0 | 0 | 0
[7 empty] | 0.0187 |  | 0.6612 | 0 | 0 | 0
[7 empty] | 0.0187 |  | 0.6612 | 0 | 0 | 0
[7 empty] | 0.0187 |  | 0.6612 | 0 | 0 | 0
[7 empty] | 0.0187 |  | 0.6612 | 0 | 0 | 0
[7 empty] | 0.0187 |  | 0.6612 | 0 | 0 | 0
[7 empty] | 0.0187 |  | 0.6612 | 0 | 0 | 0
[7 empty] | 0.0187 |  | 0.6612 | 0 | 0 | 0
[7 empty] | 0.0187 |  | 0.6612 | 0 | 0 | 0
[7 empty] | 0.0187 |  | 0.6612 | 0 | 0 | 0
[7 empty] | 0.0187 |  | 0.6612 | 0 | 0 | 0
[7 empty] | 0.0187 |  | 0.6612 | 0 | 0 | 0
[7 empty] | 0.0187 |  | 0.6612 | 0 | 0 | 0
[7 empty] | 0.0187 |  | 0.6612 | 0 | 0 | 0
[7 empty] | 0.0187 |  | 0.6612 | 0 | 0 | 0
[7 empty] | 0.0187 |  | 0.6612 | 0 | 0 | 0
[7 empty] | 0.0187 |  | 0.6612 | 0 | 0 | 0
[7 empty] | 0.0187 |  | 0.6612 | 0 | 0 | 0
[7 empty] | 0.0187 |  | 0.6612 | 0 | 0 | 0
[7 empty] | 0.0187 |  | 0.6612 | 0 | 0 | 0
[7 empty] | 0.0187 |  | 0.6612 | 0 | 0 | 0
[7 empty] | 0.0187 |  | 0.6612 | 0 | 0 | 0
[7 empty] | 0.0187 |  | 0.6612 | 0 | 0 | 0
[7 empty] | 0.0187 |  | 0.6612 | 0 | 0 | 0
[7 empty] | 0.0187 |  | 0.6612 | 0 | 0 | 0
[7 empty] | 0.0187 |  | 0.6612 | 0 | 0 | 0
[7 empty] | 0.0187 |  | 0.6612 | 0 | 0 | 0
[7 empty] | 0.0187 |  | 0.6612 | 0 | 0 | 0
[7 empty] | 0.0187 |  | 0.6612 | 0 | 0 | 0
[7 empty] | 0.0187 |  | 0.6612 | 0 | 0 | 0
[7 empty] | 0.0187 |  | 0.6612 | 0 | 0 | 0
[7 empty] | 0.0187 |  | 0.6612 | 0 | 0 | 0
[7 empty] | 0.0187 |  | 0.6612 | 0 | 0 | 0
[7 empty] | 0.0187 |  | 0.6612 | 0 | 0 | 0
[7 empty] | 0.0187 |  | 0.6612 | 0 | 0 | 0
[7 empty] | 0.0187 |  | 0.6612 | 0 | 0 | 0
[7 empty] | 0.0187 |  | 0.6612 | 0 | 0 | 0
[7 empty] | 0.0187 |  | 0.6612 | 0 | 0 | 0
[7 empty] | 0.0187 |  | 0.6612 | 0 | 0 | 0
[7 empty] | 0.0187 |  | 0.6612 | 0 | 0 | 0
[7 empty] | 0.0187 |  | 0.6612 | 0 | 0 | 0
[7 empty] | 0.0187 |  | 0.6612 | 0 | 0 | 0
[7 empty] | 0.0187 |  | 0.6612 | 0 | 0 | 0
[7 empty] | 0.0187 |  | 0.6612 | 0 | 0 | 0
[7 empty] | 0.0187 |  | 0.6612 | 0 | 0 | 0
[7 empty] | 0.0187 |  | 0.6612 | 0 | 0 | 0
[7 empty] | 0.0187 |  | 0.6612 | 0 | 0 | 0
[7 empty] | 0.0187 |  | 0.6612 | 0 | 0 | 0
[7 empty] | 0.0187 |  | 0.6612 | 0 | 0 | 0
[7 empty] | 0.0187 |  | 0.6612 | 0 | 0 | 0
[7 empty] | 0.0187 |  | 0.6612 | 0 | 0 | 0
[7 empty] | 0.0187 |  | 0.6612 | 0 | 0 | 0
[7 empty] | 0.0187 |  | 0.6612 | 0 | 0 | 0
[7 empty] | 0.0187 |  | 0.6612 | 0 | 0 | 0
[7 empty] | 0.0187 |  | 0.6612 | 0 | 0 | 0
[7 empty] | 0.0187 |  | 0.6612 | 0 | 0 | 0
[7 empty] | 0.0187 |  | 0.6612 | 0 | 0 | 0
[7 empty] | 0.0187 |  | 0.6612 | 0 | 0 | 0
[7 empty] | 0.0187 |  | 0.6612 | 0 | 0 | 0
[7 empty] | 0.0187 |  | 0.6612 | 0 | 0 | 0
[7 empty] | 0.0187 |  | 0.6612 | 0 | 0 | 0
[7 empty] | 0.0187 |  | 0.6612 | 0 | 0 | 0
[7 empty] | 0.0187 |  | 0.6612 | 0 | 0 | 0
[7 empty] | 0.0187 |  | 0.6612 | 0 | 0 | 0
[7 empty] | 0.0187 |  | 0.6612 | 0 | 0 | 0
[7 empty] | 0.0187 |  | 0.6612 | 0 | 0 | 0
[7 empty] | 0.0187 |  | 0.6612 | 0 | 0 | 0
[7 empty] | 0.0187 |  | 0.6612 | 0 | 0 | 0
[7 empty] | 0.0187 |  | 0.6612 | 0 | 0 | 0
[7 empty] | 0.0187 |  | 0.6612 | 0 | 0 | 0
[7 empty] | 0.0187 |  | 0.6612 | 0 | 0 | 0
[7 empty] | 0.0187 |  | 0.6612 | 0 | 0 | 0
[7 empty] | 0.0187 |  | 0.6612 | 0 | 0 | 0
[7 empty] | 0.0187 |  | 0.6612 | 0 | 0 | 0
[7 empty] | 0.0187 |  | 0.6612 | 0 | 0 | 0
[7 empty] | 0.0187 |  | 0.6612 | 0 | 0 | 0
[7 empty] | 0.0187 |  | 0.6612 | 0 | 0 | 0
[7 empty] | 0.0187 |  | 0.6612 | 0 | 0 | 0
[7 empty] | 0.0187 |  | 0.6612 | 0 | 0 | 0
[7 empty] | 0.0187 |  | 0.6612 | 0 | 0 | 0
[7 empty] | 0.0187 |  | 0.6612 | 0 | 0 | 0
[7 empty] | 0.0187 |  | 0.6612 | 0 | 0 | 0
[7 empty] | 0.0187 |  | 0.6612 | 0 | 0 | 0
[7 empty] | 0.0187 |  | 0.6612 | 0 | 0 | 0
[7 empty] | 0.0187 |  | 0.6612 | 0 | 0 | 0
[7 empty] | 0.0187 |  | 0.6612 | 0 | 0 | 0
[7 empty] | 0.0187 |  | 0.6612 | 0 | 0 | 0
[7 empty] | 0.0187 |  | 0.6612 | 0 | 0 | 0
[7 empty] | 0.0187 |  | 0.6612 | 0 | 0 | 0
[7 empty] | 0.0187 |  | 0.6612 | 0 | 0 | 0
[7 empty] | 0.0187 |  | 0.6612 | 0 | 0 | 0
[7 empty] | 0.0187 |  | 0.6612 | 0 | 0 | 0
[7 empty] | 0.0187 |  | 0.6612 | 0 | 0 | 0
[7 empty] | 0.0187 |  | 0.6612 | 0 | 0 | 0
[7 empty] | 0.0187 |  | 0.6612 | 0 | 0 | 0
[7 empty] | 0.0187 |  | 0.6612 | 0 | 0 | 0
[7 empty] | 0.0187 |  | 0.6612 | 0 | 0 | 0
[7 empty] | 0.0187 |  | 0.6612 | 0 | 0 | 0
[7 empty] | 0.0187 |  | 0.6612 | 0 | 0 | 0
[7 empty] | 0.0187 |  | 0.6612 | 0 | 0 | 0
[7 empty] | 0.0187 |  | 0.6612 | 0 | 0 | 0
[7 empty] | 0.0187 |  | 0.6612 | 0 | 0 | 0
[7 empty] | 0.0187 |  | 0.6612 | 0 | 0 | 0
[7 empty] | 0.0187 |  | 0.6612 | 0 | 0 | 0
[7 empty] | 0.0187 |  | 0.6612 | 0 | 0 | 0
[7 empty] | 0.0187 |  | 0.6612 | 0 | 0 | 0
[7 empty] | 0.0187 |  | 0.6612 | 0 | 0 | 0
[7 empty] | 0.0187 |  | 0.6612 | 0 | 0 | 0
[7 empty] | 0.0187 |  | 0.6612 | 0 | 0 | 0
[7 empty] | 0.0187 |  | 0.6612 | 0 | 0 | 0
[7 empty] | 0.0187 |  | 0.6612 | 0 | 0 | 0
[7 empty] | 0.0187 |  | 0.6612 | 0 | 0 | 0
[7 empty] | 0.0187 |  | 0.6612 | 0 | 0 | 0
[7 empty] | 0.0187 |  | 0.6612 | 0 | 0 | 0
[7 empty] | 0.0187 |  | 0.6612 | 0 | 0 | 0
[7 empty] | 0.0187 |  | 0.6612 | 0 | 0 | 0
[7 empty] | 0.0187 |  | 0.6612 | 0 | 0 | 0
[7 empty] | 0.0187 |  | 0.6612 | 0 | 0 | 0
[7 empty] | 0.0187 |  | 0.6612 | 0 | 0 | 0
[7 empty] | 0.0187 |  | 0.6612 | 0 | 0 | 0
[7 empty] | 0.0187 |  | 0.6612 | 0 | 0 | 0
[7 empty] | 0.0187 |  | 0.6612 | 0 | 0 | 0
[7 empty] | 0.0187 |  | 0.6612 | 0 | 0 | 0
[7 empty] | 0.0187 |  | 0.6612 | 0 | 0 | 0
[7 empty] | 0.0187 |  | 0.6612 | 0 | 0 | 0
[7 empty] | 0.0187 |  | 0.6612 | 0 | 0 | 0
[7 empty] | 0.0187 |  | 0.6612 | 0 | 0 | 0
[7 empty] | 0.0187 |  | 0.6612 | 0 | 0 | 0
[7 empty] | 0.0187 |  | 0.6612 | 0 | 0 | 0
[7 empty] | 0.0187 |  | 0.6612 | 0 | 0 | 0
[7 empty] | 0.0187 |  | 0.6612 | 0 | 0 | 0
[7 empty] | 0.0187 |  | 0.6612 | 0 | 0 | 0
[7 empty] | 0.0187 |  | 0.6612 | 0 | 0 | 0
[7 empty] | 0.0187 |  | 0.6612 | 0 | 0 | 0
[7 empty] | 0.0187 |  | 0.6612 | 0 | 0 | 0
[7 empty] | 0.0187 |  | 0.6612 | 0 | 0 | 0
[7 empty] | 0.0187 |  | 0.6612 | 0 | 0 | 0
[7 empty] | 0.0187 |  | 0.6612 | 0 | 0 | 0
[7 empty] | 0.0187 |  | 0.6612 | 0 | 0 | 0
[7 empty] | 0.0187 |  | 0.6612 | 0 | 0 | 0
[7 empty] | 0.0187 |  | 0.6612 | 0 | 0 | 0
[7 empty] | 0.0187 |  | 0.6612 | 0 | 0 | 0
[7 empty] | 0.0187 |  | 0.6612 | 0 | 0 | 0
[7 empty] | 0.0187 |  | 0.6612 | 0 | 0 | 0
[7 empty] | 0.0187 |  | 0.6612 | 0 | 0 | 0
[7 empty] | 0.0187 |  | 0.6612 | 0 | 0 | 0
[7 empty] | 0.0187 |  | 0.6612 | 0 | 0 | 0
[7 empty] | 0.0187 |  | 0.6612 | 0 | 0 | 0
[7 empty] | 0.0187 |  | 0.6612 | 0 | 0 | 0
[7 empty] | 0.0187 |  | 0.6612 | 0 | 0 | 0
[7 empty] | 0.0187 |  | 0.6612 | 0 | 0 | 0
[7 empty] | 0.0187 |  | 0.6612 | 0 | 0 | 0
[7 empty] | 0.0187 |  | 0.6612 | 0 | 0 | 0
[7 empty] | 0.0187 |  | 0.6612 | 0 | 0 | 0
[7 empty] | 0.0187 |  | 0.6612 | 0 | 0 | 0
[7 empty] | 0.0187 |  | 0.6612 | 0 | 0 | 0
[7 empty] | 0.0187 |  | 0.6612 | 0 | 0 | 0
[7 empty] | 0.0187 |  | 0.6612 | 0 | 0 | 0
[7 empty] | 0.0187 |  | 0.6612 | 0 | 0 | 0
[7 empty] | 0.0187 |  | 0.6612 | 0 | 0 | 0
[7 empty] | 0.0187 |  | 0.6612 | 0 | 0 | 0
[7 empty] | 0.0187 |  | 0.6612 | 0 | 0 | 0
[7 empty] | 0.0187 |  | 0.6612 | 0 | 0 | 0
[7 empty] | 0.0187 |  | 0.6612 | 0 | 0 | 0
[7 empty] | 0.0187 |  | 0.6612 | 0 | 0 | 0
[7 empty] | 0.0187 |  | 0.6612 | 0 | 0 | 0
[7 empty] | 0.0187 |  | 0.6612 | 0 | 0 | 0
[7 empty] | 0.0187 |  | 0.6612 | 0 | 0 | 0
[7 empty] | 0.0187 |  | 0.6612 | 0 | 0 | 0
[7 empty] | 0.0187 |  | 0.6612 | 0 | 0 | 0
[7 empty] | 0.0187 |  | 0.6612 | 0 | 0 | 0
[7 empty] | 0.0187 |  | 0.6612 | 0 | 0 | 0
[7 empty] | 0.0187 |  | 0.6612 | 0 | 0 | 0
[7 empty] | 0.0187 |  | 0.6612 | 0 | 0 | 0
[7 empty] | 0.0187 |  | 0.6612 | 0 | 0 | 0
[7 empty] | 0.0187 |  | 0.6612 | 0 | 0 | 0
[7 empty] | 0.0187 |  | 0.6612 | 0 | 0 | 0
[7 empty] | 0.0187 |  | 0.6612 | 0 | 0 | 0
[7 empty] | 0.0187 |  | 0.6612 | 0 | 0 | 0
[7 empty] | 0.0187 |  | 0.6612 | 0 | 0 | 0
[7 empty] | 0.0187 |  | 0.6612 | 0 | 0 | 0
[7 empty] | 0.0187 |  | 0.6612 | 0 | 0 | 0
[7 empty] | 0.0187 |  | 0.6612 | 0 | 0 | 0
[7 empty] | 0.0187 |  | 0.6612 | 0 | 0 | 0
[7 empty] | 0.0187 |  | 0.6612 | 0 | 0 | 0
[7 empty] | 0.0187 |  | 0.6612 | 0 | 0 | 0
[7 empty] | 0.0187 |  | 0.6612 | 0 | 0 | 0
[7 empty] | 0.0187 |  | 0.6612 | 0 | 0 | 0
[7 empty] | 0.0187 |  | 0.6612 | 0 | 0 | 0
[7 empty] | 0.0187 |  | 0.6612 | 0 | 0 | 0
[7 empty] | 0.0187 |  | 0.6612 | 0 | 0 | 0
[7 empty] | 0.0187 |  | 0.6612 | 0 | 0 | 0
[7 empty] | 0.0187 |  | 0.6612 | 0 | 0 | 0
[7 empty] | 0.0187 |  | 0.6612 | 0 | 0 | 0
[7 empty] | 0.0187 |  | 0.6612 | 0 | 0 | 0
[7 empty] | 0.0187 |  | 0.6612 | 0 | 0 | 0
[7 empty] | 0.0187 |  | 0.6612 | 0 | 0 | 0
[7 empty] | 0.0187 |  | 0.6612 | 0 | 0 | 0
[7 empty] | 0.0187 |  | 0.6612 | 0 | 0 | 0
[7 empty] | 0.0187 |  | 0.6612 | 0 | 0 | 0
[7 empty] | 0.0187 |  | 0.6612 | 0 | 0 | 0
[7 empty] | 0.0187 |  | 0.6612 | 0 | 0 | 0
[7 empty] | 0.0187 |  | 0.6612 | 0 | 0 | 0
[7 empty] | 0.0187 |  | 0.6612 | 0 | 0 | 0
[7 empty] | 0.0187 |  | 0.6612 | 0 | 0 | 0
[7 empty] | 0.0187 |  | 0.6612 | 0 | 0 | 0
[7 empty] | 0.0187 |  | 0.6612 | 0 | 0 | 0
[7 empty] | 0.0187 |  | 0.6612 | 0 | 0 | 0
[7 empty] | 0.0187 |  | 0.6612 | 0 | 0 | 0
[7 empty] | 0.0187 |  | 0.6612 | 0 | 0 | 0
[7 empty] | 0.0187 |  | 0.6612 | 0 | 0 | 0
[7 empty] | 0.0187 |  | 0.6612 | 0 | 0 | 0
[7 empty] | 0.0187 |  | 0.6612 | 0 | 0 | 0
[7 empty] | 0.0187 |  | 0.6612 | 0 | 0 | 0
[7 empty] | 0.0187 |  | 0.6612 | 0 | 0 | 0
[7 empty] | 0.0187 |  | 0.6612 | 0 | 0 | 0
[7 empty] | 0.0187 |  | 0.6612 | 0 | 0 | 0
[7 empty] | 0.0187 |  | 0.6612 | 0 | 0 | 0
[7 empty] | 0.0187 |  | 0.6612 | 0 | 0 | 0
[7 empty] | 0.0187 |  | 0.6612 | 0 | 0 | 0
[7 empty] | 0.0187 |  | 0.6612 | 0 | 0 | 0
[7 empty] | 0.0187 |  | 0.6612 | 0 | 0 | 0
[7 empty] | 0.0187 |  | 0.6612 | 0 | 0 | 0
[7 empty] | 0.0187 |  | 0.6612 | 0 | 0 | 0
[7 empty] | 0.0187 |  | 0.6612 | 0 | 0 | 0
[7 empty] | 0.0187 |  | 0.6612 | 0 | 0 | 0
[7 empty] | 0.0187 |  | 0.6612 | 0 | 0 | 0
[7 empty] | 0.0187 |  | 0.6612 | 0 | 0 | 0
[7 empty] | 0.0187 |  | 0.6612 | 0 | 0 | 0
[7 empty] | 0.0187 |  | 0.6612 | 0 | 0 | 0
[7 empty] | 0.0187 |  | 0.6612 | 0 | 0 | 0
[7 empty] | 0.0187 |  | 0.6612 | 0 | 0 | 0
[7 empty] | 0.0187 |  | 0.6612 | 0 | 0 | 0
[7 empty] | 0.0187 |  | 0.6612 | 0 | 0 | 0
[7 empty] | 0.0187 |  | 0.6612 | 0 | 0 | 0
[7 empty] | 0.0187 |  | 0.6612 | 0 | 0 | 0
[7 empty] | 0.0187 |  | 0.6612 | 0 | 0 | 0
[7 empty] | 0.0187 |  | 0.6612 | 0 | 0 | 0
[7 empty] | 0.0187 |  | 0.6612 | 0 | 0 | 0
[7 empty] | 0.0187 |  | 0.6612 | 0 | 0 | 0
[7 empty] | 0.0187 |  | 0.6612 | 0 | 0 | 0
[7 empty] | 0.0187 |  | 0.6612 | 0 | 0 | 0
[7 empty] | 0.0187 |  | 0.6612 | 0 | 0 | 0
[7 empty] | 0.0187 |  | 0.6612 | 0 | 0 | 0
[7 empty] | 0.0187 |  | 0.6612 | 0 | 0 | 0
[7 empty] | 0.0187 |  | 0.6612 | 0 | 0 | 0
[7 empty] | 0.0187 |  | 0.6612 | 0 | 0 | 0
[7 empty] | 0.0187 |  | 0.6612 | 0 | 0 | 0
[7 empty] | 0.0187 |  | 0.6612 | 0 | 0 | 0
[7 empty] | 0.0187 |  | 0.6612 | 0 | 0 | 0
[7 empty] | 0.0187 |  | 0.6612 | 0 | 0 | 0
[7 empty] | 0.0187 |  | 0.6612 | 0 | 0 | 0
[7 empty] | 0.0187 |  | 0.6612 | 0 | 0 | 0
[7 empty] | 0.0187 |  | 0.6612 | 0 | 0 | 0
[7 empty] | 0.0187 |  | 0.6612 | 0 | 0 | 0
[7 empty] | 0.0187 |  | 0.6612 | 0 | 0 | 0
[7 empty] | 0.0187 |  | 0.6612 | 0 | 0 | 0
[7 empty] | 0.0187 |  | 0.6612 | 0 | 0 | 0
[7 empty] | 0.0187 |  | 0.6612 | 0 | 0 | 0
[7 empty] | 0.0187 |  | 0.6612 | 0 | 0 | 0
[7 empty] | 0.0187 |  | 0.6612 | 0 | 0 | 0
[7 empty] | 0.0187 |  | 0.6612 | 0 | 0 | 0
[7 empty] | 0.0187 |  | 0.6612 | 0 | 0 | 0
[7 empty] | 0.0187 |  | 0.6612 | 0 | 0 | 0
[7 empty] | 0.0187 |  | 0.6612 | 0 | 0 | 0
[7 empty] | 0.0187 |  | 0.6612 | 0 | 0 | 0
[7 empty] | 0.0187 |  | 0.6612 | 0 | 0 | 0
[7 empty] | 0.0187 |  | 0.6612 | 0 | 0 | 0
[7 empty] | 0.0187 |  | 0.6612 | 0 | 0 | 0
[7 empty] | 0.0187 |  | 0.6612 | 0 | 0 | 0
[7 empty] | 0.0187 |  | 0.6612 | 0 | 0 | 0
[7 empty] | 0.0187 |  | 0.6612 | 0 | 0 | 0
[7 empty] | 0.0187 |  | 0.6612 | 0 | 0 | 0
[7 empty] | 0.0187 |  | 0.6612 | 0 | 0 | 0
[7 empty] | 0.0187 |  | 0.6612 | 0 | 0 | 0
[7 empty] | 0.0187 |  | 0.6612 | 0 | 0 | 0
[7 empty] | 0.0187 |  | 0.6612 | 0 | 0 | 0
[7 empty] | 0.0187 |  | 0.6612 | 0 | 0 | 0
[7 empty] | 0.0187 |  | 0.6612 | 0 | 0 | 0
[7 empty] | 0.0187 |  | 0.6612 | 0 | 0 | 0
[7 empty] | 0.0187 |  | 0.6612 | 0 | 0 | 0
[7 empty] | 0.0187 |  | 0.6612 | 0 | 0 | 0
[7 empty] | 0.0187 |  | 0.6612 | 0 | 0 | 0
[7 empty] | 0.0187 |  | 0.6612 | 0 | 0 | 0
[7 empty] | 0.0187 |  | 0.6612 | 0 | 0 | 0
[7 empty] | 0.0187 |  | 0.6612 | 0 | 0 | 0
[7 empty] | 0.0187 |  | 0.6612 | 0 | 0 | 0
[7 empty] | 0.0187 |  | 0.6612 | 0 | 0 | 0
[7 empty] | 0.0187 |  | 0.6612 | 0 | 0 | 0
[7 empty] | 0.0187 |  | 0.6612 | 0 | 0 | 0
[7 empty] | 0.0187 |  | 0.6612 | 0 | 0 | 0
[7 empty] | 0.0187 |  | 0.6612 | 0 | 0 | 0
[7 empty] | 0.0187 |  | 0.6612 | 0 | 0 | 0
[7 empty] | 0.0187 |  | 0.6612 | 0 | 0 | 0
[7 empty] | 0.0187 |  | 0.6612 | 0 | 0 | 0
[7 empty] | 0.0187 |  | 0.6612 | 0 | 0 | 0
[7 empty] | 0.0187 |  | 0.6612 | 0 | 0 | 0
[7 empty] | 0.0187 |  | 0.6612 | 0 | 0 | 0
[7 empty] | 0.0187 |  | 0.6612 | 0 | 0 | 0
[7 empty] | 0.0187 |  | 0.6612 | 0 | 0 | 0
[7 empty] | 0.0187 |  | 0.6612 | 0 | 0 | 0
[7 empty] | 0.0187 |  | 0.6612 | 0 | 0 | 0
[7 empty] | 0.0187 |  | 0.6612 | 0 | 0 | 0
[7 empty] | 0.0187 |  | 0.6612 | 0 | 0 | 0
[7 empty] | 0.0187 |  | 0.6612 | 0 | 0 | 0
[7 empty] | 0.0187 |  | 0.6612 | 0 | 0 | 0
[7 empty] | 0.0187 |  | 0.6612 | 0 | 0 | 0
[7 empty] | 0.0187 |  | 0.6612 | 0 | 0 | 0
[7 empty] | 0.0187 |  | 0.6612 | 0 | 0 | 0
[7 empty] | 0.0187 |  | 0.6612 | 0 | 0 | 0
[7 empty] | 0.0187 |  | 0.6612 | 0 | 0 | 0
[7 empty] | 0.0187 |  | 0.6612 | 0 | 0 | 0
[7 empty] | 0.0187 |  | 0.6612 | 0 | 0 | 0
[7 empty] | 0.0187 |  | 0.6612 | 0 | 0 | 0
[7 empty] | 0.0187 |  | 0.6612 | 0 | 0 | 0
[7 empty] | 0.0187 |  | 0.6612 | 0 | 0 | 0
[7 empty] | 0.0187 |  | 0.6612 | 0 | 0 | 0
[7 empty] | 0.0187 |  | 0.6612 | 0 | 0 | 0
[7 empty] | 0.0187 |  | 0.6612 | 0 | 0 | 0
[7 empty] | 0.0187 |  | 0.6612 | 0 | 0 | 0
[7 empty] | 0.0187 |  | 0.6612 | 0 | 0 | 0
[7 empty] | 0.0187 |  | 0.6612 | 0 | 0 | 0
[7 empty] | 0.0187 |  | 0.6612 | 0 | 0 | 0
[7 empty] | 0.0187 |  | 0.6612 | 0 | 0 | 0
[7 empty] | 0.0187 |  | 0.6612 | 0 | 0 | 0
[7 empty] | 0.0187 |  | 0.6612 | 0 | 0 | 0
[7 empty] | 0.0187 |  | 0.6612 | 0 | 0 | 0
[7 empty] | 0.0187 |  | 0.6612 | 0 | 0 | 0
[7 empty] | 0.0187 |  | 0.6612 | 0 | 0 | 0
[7 empty] | 0.0187 |  | 0.6612 | 0 | 0 | 0
[7 empty] | 0.0187 |  | 0.6612 | 0 | 0 | 0
[7 empty] | 0.0187 |  | 0.6612 | 0 | 0 | 0
[7 empty] | 0.0187 |  | 0.6612 | 0 | 0 | 0
[7 empty] | 0.0187 |  | 0.6612 | 0 | 0 | 0
[7 empty] | 0.0187 |  | 0.6612 | 0 | 0 | 0
[7 empty] | 0.0187 |  | 0.6612 | 0 | 0 | 0
[7 empty] | 0.0187 |  | 0.6612 | 0 | 0 | 0
[7 empty] | 0.0187 |  | 0.6612 | 0 | 0 | 0
[7 empty] | 0.0187 |  | 0.6612 | 0 | 0 | 0
[7 empty] | 0.0187 |  | 0.6612 | 0 | 0 | 0
[7 empty] | 0.0187 |  | 0.6612 | 0 | 0 | 0
[7 empty] | 0.0187 |  | 0.6612 | 0 | 0 | 0
[7 empty] | 0.0187 |  | 0.6612 | 0 | 0 | 0
[7 empty] | 0.0187 |  | 0.6612 | 0 | 0 | 0
[7 empty] | 0.0187 |  | 0.6612 | 0 | 0 | 0
[7 empty] | 0.0187 |  | 0.6612 | 0 | 0 | 0
[7 empty] | 0.0187 |  | 0.6612 | 0 | 0 | 0
[7 empty] | 0.0187 |  | 0.6612 | 0 | 0 | 0
[7 empty] | 0.0187 |  | 0.6612 | 0 | 0 | 0
[7 empty] | 0.0187 |  | 0.6612 | 0 | 0 | 0
[7 empty] | 0.0187 |  | 0.6612 | 0 | 0 | 0
[7 empty] | 0.0187 |  | 0.6612 | 0 | 0 | 0
[7 empty] | 0.0187 |  | 0.6612 | 0 | 0 | 0
[7 empty] | 0.0187 |  | 0.6612 | 0 | 0 | 0
[7 empty] | 0.0187 |  | 0.6612 | 0 | 0 | 0
[7 empty] | 0.0187 |  | 0.6612 | 0 | 0 | 0
[7 empty] | 0.0187 |  | 0.6612 | 0 | 0 | 0
[7 empty] | 0.0187 |  | 0.6612 | 0 | 0 | 0
[7 empty] | 0.0187 |  | 0.6612 | 0 | 0 | 0
[7 empty] | 0.0187 |  | 0.6612 | 0 | 0 | 0
[7 empty] | 0.0187 |  | 0.6612 | 0 | 0 | 0
[7 empty] | 0.0187 |  | 0.6612 | 0 | 0 | 0
[7 empty] | 0.0187 |  | 0.6612 | 0 | 0 | 0
[7 empty] | 0.0187 |  | 0.6612 | 0 | 0 | 0
[7 empty] | 0.0187 |  | 0.6612 | 0 | 0 | 0
[7 empty] | 0.0187 |  | 0.6612 | 0 | 0 | 0
[7 empty] | 0.0187 |  | 0.6612 | 0 | 0 | 0
[7 empty] | 0.0187 |  | 0.6612 | 0 | 0 | 0
[7 empty] | 0.0187 |  | 0.6612 | 0 | 0 | 0
[7 empty] | 0.0187 |  | 0.6612 | 0 | 0 | 0
[7 empty] | 0.0187 |  | 0.6612 | 0 | 0 | 0
[7 empty] | 0.0187 |  | 0.6612 | 0 | 0 | 0
[7 empty] | 0.0187 |  | 0.6612 | 0 | 0 | 0
[7 empty] | 0.0187 |  | 0.6612 | 0 | 0 | 0
[7 empty] | 0.0187 |  | 0.6612 | 0 | 0 | 0
[7 empty] | 0.0187 |  | 0.6612 | 0 | 0 | 0
[7 empty] | 0.0187 |  | 0.6612 | 0 | 0 | 0
[7 empty] | 0.0187 |  | 0.6612 | 0 | 0 | 0
[7 empty] | 0.0187 |  | 0.6612 | 0 | 0 | 0
[7 empty] | 0.0187 |  | 0.6612 | 0 | 0 | 0
[7 empty] | 0.0187 |  | 0.6612 | 0 | 0 | 0
[7 empty] | 0.0187 |  | 0.6612 | 0 | 0 | 0
[7 empty] | 0.0187 |  | 0.6612 | 0 | 0 | 0
[7 empty] | 0.0187 |  | 0.6612 | 0 | 0 | 0
[7 empty] | 0.0187 |  | 0.6612 | 0 | 0 | 0
[7 empty] | 0.0187 |  | 0.6612 | 0 | 0 | 0
[7 empty] | 0.0187 |  | 0.6612 | 0 | 0 | 0
[7 empty] | 0.0187 |  | 0.6612 | 0 | 0 | 0
[7 empty] | 0.0187 |  | 0.6612 | 0 | 0 | 0
[7 empty] | 0.0187 |  | 0.6612 | 0 | 0 | 0
[7 empty] | 0.0187 |  | 0.6612 | 0 | 0 | 0
[7 empty] | 0.0187 |  | 0.6612 | 0 | 0 | 0
[7 empty] | 0.0187 |  | 0.6612 | 0 | 0 | 0
[7 empty] | 0.0187 |  | 0.6612 | 0 | 0 | 0
[7 empty] | 0.0187 |  | 0.6612 | 0 | 0 | 0
[7 empty] | 0.0187 |  | 0.6612 | 0 | 0 | 0
[7 empty] | 0.0187 |  | 0.6612 | 0 | 0 | 0
[7 empty] | 0.0187 |  | 0.6612 | 0 | 0 | 0
[7 empty] | 0.0187 |  | 0.6612 | 0 | 0 | 0
[7 empty] | 0.0187 |  | 0.6612 | 0 | 0 | 0
[7 empty] | 0.0187 |  | 0.6612 | 0 | 0 | 0
[7 empty] | 0.0187 |  | 0.6612 | 0 | 0 | 0
[7 empty] | 0.0187 |  | 0.6612 | 0 | 0 | 0
[7 empty] | 0.0187 |  | 0.6612 | 0 | 0 | 0
[7 empty] | 0.0187 |  | 0.6612 | 0 | 0 | 0
[7 empty] | 0.0187 |  | 0.6612 | 0 | 0 | 0
[7 empty] | 0.0187 |  | 0.6612 | 0 | 0 | 0
[7 empty] | 0.0187 |  | 0.6612 | 0 | 0 | 0
[7 empty] | 0.0187 |  | 0.6612 | 0 | 0 | 0
[7 empty] | 0.0187 |  | 0.6612 | 0 | 0 | 0
[7 empty] | 0.0187 |  | 0.6612 | 0 | 0 | 0
[7 empty] | 0.0187 |  | 0.6612 | 0 | 0 | 0
[7 empty] | 0.0187 |  | 0.6612 | 0 | 0 | 0
[7 empty] | 0.0187 |  | 0.6612 | 0 | 0 | 0
[7 empty] | 0.0187 |  | 0.6612 | 0 | 0 | 0
[7 empty] | 0.0187 |  | 0.6612 | 0 | 0 | 0
[7 empty] | 0.0187 |  | 0.6612 | 0 | 0 | 0
[7 empty] | 0.0187 |  | 0.6612 | 0 | 0 | 0
[7 empty] | 0.0187 |  | 0.6612 | 0 | 0 | 0
[7 empty] | 0.0187 |  | 0.6612 | 0 | 0 | 0
[7 empty] | 0.0187 |  | 0.6612 | 0 | 0 | 0
[7 empty] | 0.0187 |  | 0.6612 | 0 | 0 | 0
[7 empty] | 0.0187 |  | 0.6612 | 0 | 0 | 0
[7 empty] | 0.0187 |  | 0.6612 | 0 | 0 | 0
[7 empty] | 0.0187 |  | 0.6612 | 0 | 0 | 0
[7 empty] | 0.0187 |  | 0.6612 | 0 | 0 | 0
[7 empty] | 0.0187 |  | 0.6612 | 0 | 0 | 0
[7 empty] | 0.0187 |  | 0.6612 | 0 | 0 | 0
[7 empty] | 0.0187 |  | 0.6612 | 0 | 0 | 0
[7 empty] | 0.0187 |  | 0.6612 | 0 | 0 | 0
[7 empty] | 0.0187 |  | 0.6612 | 0 | 0 | 0
[7 empty] | 0.0187 |  | 0.6612 | 0 | 0 | 0
[7 empty] | 0.0187 |  | 0.6612 | 0 | 0 | 0
[7 empty] | 0.0187 |  | 0.6612 | 0 | 0 | 0
[7 empty] | 0.0187 |  | 0.6612 | 0 | 0 | 0
[7 empty] | 0.0187 |  | 0.6612 | 0 | 0 | 0
[7 empty] | 0.0187 |  | 0.6612 | 0 | 0 | 0
[7 empty] | 0.0187 |  | 0.6612 | 0 | 0 | 0
[7 empty] | 0.0187 |  | 0.6612 | 0 | 0 | 0
[7 empty] | 0.0187 |  | 0.6612 | 0 | 0 | 0
[7 empty] | 0.0187 |  | 0.6612 | 0 | 0 | 0
[7 empty] | 0.0187 |  | 0.6612 | 0 | 0 | 0
[7 empty] | 0.0187 |  | 0.6612 | 0 | 0 | 0
[7 empty] | 0.0187 |  | 0.6612 | 0 | 0 | 0
[7 empty] | 0.0187 |  | 0.6612 | 0 | 0 | 0
[7 empty] | 0.0187 |  | 0.6612 | 0 | 0 | 0
[7 empty] | 0.0187 |  | 0.6612 | 0 | 0 | 0
[7 empty] | 0.0187 |  | 0.6612 | 0 | 0 | 0
[7 empty] | 0.0187 |  | 0.6612 | 0 | 0 | 0
[7 empty] | 0.0187 |  | 0.6612 | 0 | 0 | 0
[7 empty] | 0.0187 |  | 0.6612 | 0 | 0 | 0
[7 empty] | 0.0187 |  | 0.6612 | 0 | 0 | 0
[7 empty] | 0.0187 |  | 0.6612 | 0 | 0 | 0
[7 empty] | 0.0187 |  | 0.6612 | 0 | 0 | 0
[7 empty] | 0.0187 |  | 0.6612 | 0 | 0 | 0
[7 empty] | 0.0187 |  | 0.6612 | 0 | 0 | 0
[7 empty] | 0.0187 |  | 0.6612 | 0 | 0 | 0
[7 empty] | 0.0187 |  | 0.6612 | 0 | 0 | 0
[7 empty] | 0.0187 |  | 0.6612 | 0 | 0 | 0
[7 empty] | 0.0187 |  | 0.6612 | 0 | 0 | 0
[7 empty] | 0.0187 |  | 0.6612 | 0 | 0 | 0
[7 empty] | 0.0187 |  | 0.6612 | 0 | 0 | 0
[7 empty] | 0.0187 |  | 0.6612 | 0 | 0 | 0
[7 empty] | 0.0187 |  | 0.6612 | 0 | 0 | 0
[7 empty] | 0.0187 |  | 0.6612 | 0 | 0 | 0
[7 empty] | 0.0187 |  | 0.6612 | 0 | 0 | 0
[7 empty] | 0.0187 |  | 0.6612 | 0 | 0 | 0
[7 empty] | 0.0187 |  | 0.6612 | 0 | 0 | 0
[7 empty] | 0.0187 |  | 0.6612 | 0 | 0 | 0
[7 empty] | 0.0187 |  | 0.6612 | 0 | 0 | 0
[7 empty] | 0.0187 |  | 0.6612 | 0 | 0 | 0
[7 empty] | 0.0187 |  | 0.6612 | 0 | 0 | 0
[7 empty] | 0.0187 |  | 0.6612 | 0 | 0 | 0
[7 empty] | 0.0187 |  | 0.6612 | 0 | 0 | 0
[7 empty] | 0.0187 |  | 0.6612 | 0 | 0 | 0
[7 empty] | 0.0187 |  | 0.6612 | 0 | 0 | 0
[7 empty] | 0.0187 |  | 0.6612 | 0 | 0 | 0
[7 empty] | 0.0187 |  | 0.6612 | 0 | 0 | 0
[7 empty] | 0.0187 |  | 0.6612 | 0 | 0 | 0
[7 empty] | 0.0187 |  | 0.6612 | 0 | 0 | 0
[7 empty] | 0.0187 |  | 0.6612 | 0 | 0 | 0
[7 empty] | 0.0187 |  | 0.6612 | 0 | 0 | 0
[7 empty] | 0.0187 |  | 0.6612 | 0 | 0 | 0
[7 empty] | 0.0187 |  | 0.6612 | 0 | 0 | 0
[7 empty] | 0.0187 |  | 0.6612 | 0 | 0 | 0
[7 empty] | 0.0187 |  | 0.6612 | 0 | 0 | 0
[7 empty] | 0.0187 |  | 0.6612 | 0 | 0 | 0
[7 empty] | 0.0187 |  | 0.6612 | 0 | 0 | 0
[7 empty] | 0.0187 |  | 0.6612 | 0 | 0 | 0
[7 empty] | 0.0187 |  | 0.6612 | 0 | 0 | 0
[7 empty] | 0.0187 |  | 0.6612 | 0 | 0 | 0
[7 empty] | 0.0187 |  | 0.6612 | 0 | 0 | 0
[7 empty] | 0.0187 |  | 0.6612 | 0 | 0 | 0
[7 empty] | 0.0187 |  | 0.6612 | 0 | 0 | 0
[7 empty] | 0.0187 |  | 0.6612 | 0 | 0 | 0
[7 empty] | 0.0187 |  | 0.6612 | 0 | 0 | 0
[7 empty] | 0.0187 |  | 0.6612 | 0 | 0 | 0
[7 empty] | 0.0187 |  | 0.6612 | 0 | 0 | 0
[7 empty] | 0.0187 |  | 0.6612 | 0 | 0 | 0
[7 empty] | 0.0187 |  | 0.6612 | 0 | 0 | 0
[7 empty] | 0.0187 |  | 0.6612 | 0 | 0 | 0
[7 empty] | 0.0187 |  | 0.6612 | 0 | 0 | 0
[7 empty] | 0.0187 |  | 0.6612 | 0 | 0 | 0
[7 empty] | 0.0187 |  | 0.6612 | 0 | 0 | 0
[7 empty] | 0.0187 |  | 0.6612 | 0 | 0 | 0
[7 empty] | 0.0187 |  | 0.6612 | 0 | 0 | 0
[7 empty] | 0.0187 |  | 0.6612 | 0 | 0 | 0
[7 empty] | 0.0187 |  | 0.6612 | 0 | 0 | 0
[7 empty] | 0.0187 |  | 0.6612 | 0 | 0 | 0
[7 empty] | 0.0187 |  | 0.6612 | 0 | 0 | 0
[7 empty] | 0.0187 |  | 0.6612 | 0 | 0 | 0
[7 empty] | 0.0187 |  | 0.6612 | 0 | 0 | 0
[7 empty] | 0.0187 |  | 0.6612 | 0 | 0 | 0
[7 empty] | 0.0187 |  | 0.6612 | 0 | 0 | 0
[7 empty] | 0.0187 |  | 0.6612 | 0 | 0 | 0
[7 empty] | 0.0187 |  | 0.6612 | 0 | 0 | 0
[7 empty] | 0.0187 |  | 0.6612 | 0 | 0 | 0
[7 empty] | 0.0187 |  | 0.6612 | 0 | 0 | 0
[7 empty] | 0.0187 |  | 0.6612 | 0 | 0 | 0
[7 empty] | 0.0187 |  | 0.6612 | 0 | 0 | 0
[7 empty] | 0.0187 |  | 0.6612 | 0 | 0 | 0
[7 empty] | 0.0187 |  | 0.6612 | 0 | 0 | 0
[7 empty] | 0.0187 |  | 0.6612 | 0 | 0 | 0
[7 empty] | 0.0187 |  | 0.6612 | 0 | 0 | 0
[7 empty] | 0.0187 |  | 0.6612 | 0 | 0 | 0
[7 empty] | 0.0187 |  | 0.6612 | 0 | 0 | 0
[7 empty] | 0.0187 |  | 0.6612 | 0 | 0 | 0
[7 empty] | 0.0187 |  | 0.6612 | 0 | 0 | 0
[7 empty] | 0.0187 |  | 0.6612 | 0 | 0 | 0
[7 empty] | 0.0187 |  | 0.6612 | 0 | 0 | 0
[7 empty] | 0.0187 |  | 0.6612 | 0 | 0 | 0
[7 empty] | 0.0187 |  | 0.6612 | 0 | 0 | 0
[7 empty] | 0.0187 |  | 0.6612 | 0 | 0 | 0
[7 empty] | 0.0187 |  | 0.6612 | 0 | 0 | 0
[7 empty] | 0.0187 |  | 0.6612 | 0 | 0 | 0
[7 empty] | 0.0187 |  | 0.6612 | 0 | 0 | 0
[7 empty] | 0.0187 |  | 0.6612 | 0 | 0 | 0
[7 empty] | 0.0187 |  | 0.6612 | 0 | 0 | 0
[7 empty] | 0.0187 |  | 0.6612 | 0 | 0 | 0
[7 empty] | 0.0187 |  | 0.6612 | 0 | 0 | 0
[7 empty] | 0.0187 |  | 0.6612 | 0 | 0 | 0
[7 empty] | 0.0187 |  | 0.6612 | 0 | 0 | 0
[7 empty] | 0.0187 |  | 0.6612 | 0 | 0 | 0
[7 empty] | 0.0187 |  | 0.6612 | 0 | 0 | 0
[7 empty] | 0.0187 |  | 0.6612 | 0 | 0 | 0
[7 empty] | 0.0187 |  | 0.6612 | 0 | 0 | 0
[7 empty] | 0.0187 |  | 0.6612 | 0 | 0 | 0
[7 empty] | 0.0187 |  | 0.6612 | 0 | 0 | 0
[7 empty] | 0.0187 |  | 0.6612 | 0 | 0 | 0
[7 empty] | 0.0187 |  | 0.6612 | 0 | 0 | 0
[7 empty] | 0.0187 |  | 0.6612 | 0 | 0 | 0
[7 empty] | 0.0187 |  | 0.6612 | 0 | 0 | 0
[7 empty] | 0.0187 |  | 0.6612 | 0 | 0 | 0
[7 empty] | 0.0187 |  | 0.6612 | 0 | 0 | 0
[7 empty] | 0.0187 |  | 0.6612 | 0 | 0 | 0
[7 empty] | 0.0187 |  | 0.6612 | 0 | 0 | 0
[7 empty] | 0.0187 |  | 0.6612 | 0 | 0 | 0
[7 empty] | 0.0187 |  | 0.6612 | 0 | 0 | 0
[7 empty] | 0.0187 |  | 0.6612 | 0 | 0 | 0
[7 empty] | 0.0187 |  | 0.6612 | 0 | 0 | 0
[7 empty] | 0.0187 |  | 0.6612 | 0 | 0 | 0
[7 empty] | 0.0187 |  | 0.6612 | 0 | 0 | 0
[7 empty] | 0.0187 |  | 0.6612 | 0 | 0 | 0
[7 empty] | 0.0187 |  | 0.6612 | 0 | 0 | 0
[7 empty] | 0.0187 |  | 0.6612 | 0 | 0 | 0
[7 empty] | 0.0187 |  | 0.6612 | 0 | 0 | 0
[7 empty] | 0.0187 |  | 0.6612 | 0 | 0 | 0
[7 empty] | 0.0187 |  | 0.6612 | 0 | 0 | 0
[7 empty] | 0.0187 |  | 0.6612 | 0 | 0 | 0
[7 empty] | 0.0187 |  | 0.6612 | 0 | 0 | 0
[7 empty] | 0.0187 |  | 0.6612 | 0 | 0 | 0
[7 empty] | 0.0187 |  | 0.6612 | 0 | 0 | 0
[7 empty] | 0.0187 |  | 0.6612 | 0 | 0 | 0
[7 empty] | 0.0187 |  | 0.6612 | 0 | 0 | 0
[7 empty] | 0.0187 |  | 0.6612 | 0 | 0 | 0
[7 empty] | 0.0187 |  | 0.6612 | 0 | 0 | 0
[7 empty] | 0.0187 |  | 0.6612 | 0 | 0 | 0
[7 empty] | 0.0187 |  | 0.6612 | 0 | 0 | 0
[7 empty] | 0.0187 |  | 0.6612 | 0 | 0 | 0
[7 empty] | 0.0187 |  | 0.6612 | 0 | 0 | 0
[7 empty] | 0.0187 |  | 0.6612 | 0 | 0 | 0
[7 empty] | 0.0187 |  | 0.6612 | 0 | 0 | 0
[7 empty] | 0.0187 |  | 0.6612 | 0 | 0 | 0
[7 empty] | 0.0187 |  | 0.6612 | 0 | 0 | 0
[7 empty] | 0.0187 |  | 0.6612 | 0 | 0 | 0
[7 empty] | 0.0187 |  | 0.6612 | 0 | 0 | 0
[7 empty] | 0.0187 |  | 0.6612 | 0 | 0 | 0
[7 empty] | 0.0187 |  | 0.6612 | 0 | 0 | 0
[7 empty] | 0.0187 |  | 0.6612 | 0 | 0 | 0
[7 empty] | 0.0187 |  | 0.6612 | 0 | 0 | 0
[7 empty] | 0.0187 |  | 0.6612 | 0 | 0 | 0
[7 empty] | 0.0187 |  | 0.6612 | 0 | 0 | 0
[7 empty] | 0.0187 |  | 0.6612 | 0 | 0 | 0
[7 empty] | 0.0187 |  | 0.6612 | 0 | 0 | 0
[7 empty] | 0.0187 |  | 0.6612 | 0 | 0 | 0
[7 empty] | 0.0187 |  | 0.6612 | 0 | 0 | 0
[7 empty] | 0.0187 |  | 0.6612 | 0 | 0 | 0
[7 empty] | 0.0187 |  | 0.6612 | 0 | 0 | 0
[7 empty] | 0.0187 |  | 0.6612 | 0 | 0 | 0
[7 empty] | 0.0187 |  | 0.6612 | 0 | 0 | 0
[7 empty] | 0.0187 |  | 0.6612 | 0 | 0 | 0
[7 empty] | 0.0187 |  | 0.6612 | 0 | 0 | 0
[7 empty] | 0.0187 |  | 0.6612 | 0 | 0 | 0
[7 empty] | 0.0187 |  | 0.6612 | 0 | 0 | 0
[7 empty] | 0.0187 |  | 0.6612 | 0 | 0 | 0
[7 empty] | 0.0187 |  | 0.6612 | 0 | 0 | 0
[7 empty] | 0.0187 |  | 0.6612 | 0 | 0 | 0
[7 empty] | 0.0187 |  | 0.6612 | 0 | 0 | 0
[7 empty] | 0.0187 |  | 0.6612 | 0 | 0 | 0
[7 empty] | 0.0187 |  | 0.6612 | 0 | 0 | 0
[7 empty] | 0.0187 |  | 0.6612 | 0 | 0 | 0
[7 empty] | 0.0187 |  | 0.6612 | 0 | 0 | 0
[7 empty] | 0.0187 |  | 0.6612 | 0 | 0 | 0
[7 empty] | 0.0187 |  | 0.6612 | 0 | 0 | 0
[7 empty] | 0.0187 |  | 0.6612 | 0 | 0 | 0
[7 empty] | 0.0187 |  | 0.6612 | 0 | 0 | 0
[7 empty] | 0.0187 |  | 0.6612 | 0 | 0 | 0
[7 empty] | 0.0187 |  | 0.6612 | 0 | 0 | 0
[7 empty] | 0.0187 |  | 0.6612 | 0 | 0 | 0
[7 empty] | 0.0187 |  | 0.6612 | 0 | 0 | 0
[7 empty] | 0.0187 |  | 0.6612 | 0 | 0 | 0
[7 empty] | 0.0187 |  | 0.6612 | 0 | 0 | 0
[7 empty] | 0.0187 |  | 0.6612 | 0 | 0 | 0
[7 empty] | 0.0187 |  | 0.6612 | 0 | 0 | 0
[7 empty] | 0.0187 |  | 0.6612 | 0 | 0 | 0
[7 empty] | 0.0187 |  | 0.6612 | 0 | 0 | 0
[7 empty] | 0.0187 |  | 0.6612 | 0 | 0 | 0
[7 empty] | 0.0187 |  | 0.6612 | 0 | 0 | 0
[7 empty] | 0.0187 |  | 0.6612 | 0 | 0 | 0
[7 empty] | 0.0187 |  | 0.6612 | 0 | 0 | 0
[7 empty] | 0.0187 |  | 0.6612 | 0 | 0 | 0
[7 empty] | 0.0187 |  | 0.6612 | 0 | 0 | 0
[7 empty] | 0.0187 |  | 0.6612 | 0 | 0 | 0
[7 empty] | 0.0187 |  | 0.6612 | 0 | 0 | 0
[7 empty] | 0.0187 |  | 0.6612 | 0 | 0 | 0
[7 empty] | 0.0187 |  | 0.6612 | 0 | 0 | 0
[7 empty] | 0.0187 |  | 0.6612 | 0 | 0 | 0
[7 empty] | 0.0187 |  | 0.6612 | 0 | 0 | 0
[7 empty] | 0.0187 |  | 0.6612 | 0 | 0 | 0
[7 empty] | 0.0187 |  | 0.6612 | 0 | 0 | 0
[7 empty] | 0.0187 |  | 0.6612 | 0 | 0 | 0
[7 empty] | 0.0187 |  | 0.6612 | 0 | 0 | 0
[7 empty] | 0.0187 |  | 0.6612 | 0 | 0 | 0
[7 empty] | 0.0187 |  | 0.6612 | 0 | 0 | 0
[7 empty] | 0.0187 |  | 0.6612 | 0 | 0 | 0
[7 empty] | 0.0187 |  | 0.6612 | 0 | 0 | 0
[7 empty] | 0.0187 |  | 0.6612 | 0 | 0 | 0
[7 empty] | 0.0187 |  | 0.6612 | 0 | 0 | 0
[7 empty] | 0.0187 |  | 0.6612 | 0 | 0 | 0
[7 empty] | 0.0187 |  | 0.6612 | 0 | 0 | 0
[7 empty] | 0.0187 |  | 0.6612 | 0 | 0 | 0
[7 empty] | 0.0187 |  | 0.6612 | 0 | 0 | 0
[7 empty] | 0.0187 |  | 0.6612 | 0 | 0 | 0
[7 empty] | 0.0187 |  | 0.6612 | 0 | 0 | 0
[7 empty] | 0.0187 |  | 0.6612 | 0 | 0 | 0
[7 empty] | 0.0187 |  | 0.6612 | 0 | 0 | 0
[7 empty] | 0.0187 |  | 0.6612 | 0 | 0 | 0
[7 empty] | 0.0187 |  | 0.6612 | 0 | 0 | 0
[7 empty] | 0.0187 |  | 0.6612 | 0 | 0 | 0
[7 empty] | 0.0187 |  | 0.6612 | 0 | 0 | 0
[7 empty] | 0.0187 |  | 0.6612 | 0 | 0 | 0
[7 empty] | 0.0187 |  | 0.6612 | 0 | 0 | 0
[7 empty] | 0.0187 |  | 0.6612 | 0 | 0 | 0
[7 empty] | 0.0187 |  | 0.6612 | 0 | 0 | 0
[7 empty] | 0.0187 |  | 0.6612 | 0 | 0 | 0
[7 empty] | 0.0187 |  | 0.6612 | 0 | 0 | 0
[7 empty] | 0.0187 |  | 0.6612 | 0 | 0 | 0
[7 empty] | 0.0187 |  | 0.6612 | 0 | 0 | 0
[7 empty] | 0.0187 |  | 0.6612 | 0 | 0 | 0
[7 empty] | 0.0187 |  | 0.6612 | 0 | 0 | 0
[7 empty] | 0.0187 |  | 0.6612 | 0 | 0 | 0
[7 empty] | 0.0187 |  | 0.6612 | 0 | 0 | 0
[7 empty] | 0.0187 |  | 0.6612 | 0 | 0 | 0
[7 empty] | 0.0187 |  | 0.6612 | 0 | 0 | 0
[7 empty] | 0.0187 |  | 0.6612 | 0 | 0 | 0
[7 empty] | 0.0187 |  | 0.6612 | 0 | 0 | 0
[7 empty] | 0.0187 |  | 0.6612 | 0 | 0 | 0
[7 empty] | 0.0187 |  | 0.6612 | 0 | 0 | 0
[7 empty] | 0.0187 |  | 0.6612 | 0 | 0 | 0
[7 empty] | 0.0187 |  | 0.6612 | 0 | 0 | 0
[7 empty] | 0.0187 |  | 0.6612 | 0 | 0 | 0
[7 empty] | 0.0187 |  | 0.6612 | 0 | 0 | 0
[7 empty] | 0.0187 |  | 0.6612 | 0 | 0 | 0
[7 empty] | 0.0187 |  | 0.6612 | 0 | 0 | 0
[7 empty] | 0.0187 |  | 0.6612 | 0 | 0 | 0
[7 empty] | 0.0187 |  | 0.6612 | 0 | 0 | 0
[7 empty] | 0.0187 |  | 0.6612 | 0 | 0 | 0
[7 empty] | 0.0187 |  | 0.6612 | 0 | 0 | 0
[7 empty] | 0.0187 |  | 0.6612 | 0 | 0 | 0
[7 empty] | 0.0187 |  | 0.6612 | 0 | 0 | 0
[7 empty] | 0.0187 |  | 0.6612 | 0 | 0 | 0
[7 empty] | 0.0187 |  | 0.6612 | 0 | 0 | 0
[7 empty] | 0.0187 |  | 0.6612 | 0 | 0 | 0
[7 empty] | 0.0187 |  | 0.6612 | 0 | 0 | 0
[7 empty] | 0.0187 |  | 0.6612 | 0 | 0 | 0
[7 empty] | 0.0187 |  | 0.6612 | 0 | 0 | 0
[7 empty] | 0.0187 |  | 0.6612 | 0 | 0 | 0
[7 empty] | 0.0187 |  | 0.6612 | 0 | 0 | 0
[7 empty] | 0.0187 |  | 0.6612 | 0 | 0 | 0
[7 empty] | 0.0187 |  | 0.6612 | 0 | 0 | 0
[7 empty] | 0.0187 |  | 0.6612 | 0 | 0 | 0
[7 empty] | 0.0187 |  | 0.6612 | 0 | 0 | 0
[7 empty] | 0.0187 |  | 0.6612 | 0 | 0 | 0
[7 empty] | 0.0187 |  | 0.6612 | 0 | 0 | 0
[7 empty] | 0.0187 |  | 0.6612 | 0 | 0 | 0
[7 empty] | 0.0187 |  | 0.6612 | 0 | 0 | 0
[7 empty] | 0.0187 |  | 0.6612 | 0 | 0 | 0
[7 empty] | 0.0187 |  | 0.6612 | 0 | 0 | 0
[7 empty] | 0.0187 |  | 0.6612 | 0 | 0 | 0
[7 empty] | 0.0187 |  | 0.6612 | 0 | 0 | 0
[7 empty] | 0.0187 |  | 0.6612 | 0 | 0 | 0
[7 empty] | 0.0187 |  | 0.6612 | 0 | 0 | 0
[7 empty] | 0.0187 |  | 0.6612 | 0 | 0 | 0
[7 empty] | 0.0187 |  | 0.6612 | 0 | 0 | 0
[7 empty] | 0.0187 |  | 0.6612 | 0 | 0 | 0
[7 empty] | 0.0187 |  | 0.6612 | 0 | 0 | 0
[7 empty] | 0.0187 |  | 0.6612 | 0 | 0 | 0
[7 empty] | 0.0187 |  | 0.6612 | 0 | 0 | 0
[7 empty] | 0.0187 |  | 0.6612 | 0 | 0 | 0
[7 empty] | 0.0187 |  | 0.6612 | 0 | 0 | 0
[7 empty] | 0.0187 |  | 0.6612 | 0 | 0 | 0
[7 empty] | 0.0187 |  | 0.6612 | 0 | 0 | 0
[7 empty] | 0.0187 |  | 0.6612 | 0 | 0 | 0
[7 empty] | 0.0187 |  | 0.6612 | 0 | 0 | 0
[7 empty] | 0.0187 |  | 0.6612 | 0 | 0 | 0
[7 empty] | 0.0187 |  | 0.6612 | 0 | 0 | 0
[7 empty] | 0.0187 |  | 0.6612 | 0 | 0 | 0
[7 empty] | 0.0187 |  | 0.6612 | 0 | 0 | 0
[7 empty] | 0.0187 |  | 0.6612 | 0 | 0 | 0
[7 empty] | 0.0187 |  | 0.6612 | 0 | 0 | 0
[7 empty] | 0.0187 |  | 0.6612 | 0 | 0 | 0
[7 empty] | 0.0187 |  | 0.6612 | 0 | 0 | 0
[7 empty] | 0.0187 |  | 0.6612 | 0 | 0 | 0
[7 empty] | 0.0187 |  | 0.6612 | 0 | 0 | 0
[7 empty] | 0.0187 |  | 0.6612 | 0 | 0 | 0
[7 empty] | 0.0187 |  | 0.6612 | 0 | 0 | 0
[7 empty] | 0.0187 |  | 0.6612 | 0 | 0 | 0
[7 empty] | 0.0187 |  | 0.6612 | 0 | 0 | 0
[7 empty] | 0.0187 |  | 0.6612 | 0 | 0 | 0
[7 empty] | 0.0187 |  | 0.6612 | 0 | 0 | 0
[7 empty] | 0.0187 |  | 0.6612 | 0 | 0 | 0
[7 empty] | 0.0187 |  | 0.6612 | 0 | 0 | 0
[7 empty] | 0.0187 |  | 0.6612 | 0 | 0 | 0
[7 empty] | 0.0187 |  | 0.6612 | 0 | 0 | 0
[7 empty] | 0.0187 |  | 0.6612 | 0 | 0 | 0
[7 empty] | 0.0187 |  | 0.6612 | 0 | 0 | 0
[7 empty] | 0.0187 |  | 0.6612 | 0 | 0 | 0
[7 empty] | 0.0187 |  | 0.6612 | 0 | 0 | 0
[7 empty] | 0.0187 |  | 0.6612 | 0 | 0 | 0
[7 empty] | 0.0187 |  | 0.6612 | 0 | 0 | 0
[7 empty] | 0.0187 |  | 0.6612 | 0 | 0 | 0
[7 empty] | 0.0187 |  | 0.6612 | 0 | 0 | 0
[7 empty] | 0.0187 |  | 0.6612 | 0 | 0 | 0
[7 empty] | 0.0187 |  | 0.6612 | 0 | 0 | 0
[7 empty] | 0.0187 |  | 0.6612 | 0 | 0 | 0
[7 empty] | 0.0187 |  | 0.6612 | 0 | 0 | 0
[7 empty] | 0.0187 |  | 0.6612 | 0 | 0 | 0
[7 empty] | 0.0187 |  | 0.6612 | 0 | 0 | 0
[7 empty] | 0.0187 |  | 0.6612 | 0 | 0 | 0
[7 empty] | 0.0187 |  | 0.6612 | 0 | 0 | 0
[7 empty] | 0.0187 |  | 0.6612 | 0 | 0 | 0
[7 empty] | 0.0187 |  | 0.6612 | 0 | 0 | 0
[7 empty] | 0.0187 |  | 0.6612 | 0 | 0 | 0
[7 empty] | 0.0187 |  | 0.6612 | 0 | 0 | 0
[7 empty] | 0.0187 |  | 0.6612 | 0 | 0 | 0
[7 empty] | 0.0187 |  | 0.6612 | 0 | 0 | 0
[7 empty] | 0.0187 |  | 0.6612 | 0 | 0 | 0
[7 empty] | 0.0187 |  | 0.6612 | 0 | 0 | 0
[7 empty] | 0.0187 |  | 0.6612 | 0 | 0 | 0
[7 empty] | 0.0187 |  | 0.6612 | 0 | 0 | 0
[7 empty] | 0.0187 |  | 0.6612 | 0 | 0 | 0
[7 empty] | 0.0187 |  | 0.6612 | 0 | 0 | 0
[7 empty] | 0.0187 |  | 0.6612 | 0 | 0 | 0
[7 empty] | 0.0187 |  | 0.6612 | 0 | 0 | 0
[7 empty] | 0.0187 |  | 0.6612 | 0 | 0 | 0
[7 empty] | 0.0187 |  | 0.6612 | 0 | 0 | 0
[7 empty] | 0.0187 |  | 0.6612 | 0 | 0 | 0
[7 empty] | 0.0187 |  | 0.6612 | 0 | 0 | 0
[7 empty] | 0.0187 |  | 0.6612 | 0 | 0 | 0
[7 empty] | 0.0187 |  | 0.6612 | 0 | 0 | 0
[7 empty] | 0.0187 |  | 0.6612 | 0 | 0 | 0
[7 empty] | 0.0187 |  | 0.6612 | 0 | 0 | 0
[7 empty] | 0.0187 |  | 0.6612 | 0 | 0 | 0
[7 empty] | 0.0187 |  | 0.6612 | 0 | 0 | 0
[7 empty] | 0.0187 |  | 0.6612 | 0 | 0 | 0
[7 empty] | 0.0187 |  | 0.6612 | 0 | 0 | 0
[7 empty] | 0.0187 |  | 0.6612 | 0 | 0 | 0
[7 empty] | 0.0187 |  | 0.6612 | 0 | 0 | 0
[7 empty] | 0.0187 |  | 0.6612 | 0 | 0 | 0
[7 empty] | 0.0187 |  | 0.6612 | 0 | 0 | 0
[7 empty] | 0.0187 |  | 0.6612 | 0 | 0 | 0
[7 empty] | 0.0187 |  | 0.6612 | 0 | 0 | 0
[7 empty] | 0.0187 |  | 0.6612 | 0 | 0 | 0
[7 empty] | 0.0187 |  | 0.6612 | 0 | 0 | 0
[7 empty] | 0.0187 |  | 0.6612 | 0 | 0 | 0
[7 empty] | 0.0187 |  | 0.6612 | 0 | 0 | 0
[7 empty] | 0.0187 |  | 0.6612 | 0 | 0 | 0
[7 empty] | 0.0187 |  | 0.6612 | 0 | 0 | 0
[7 empty] | 0.0187 |  | 0.6612 | 0 | 0 | 0
[7 empty] | 0.0187 |  | 0.6612 | 0 | 0 | 0
[7 empty] | 0.0187 |  | 0.6612 | 0 | 0 | 0
[7 empty] | 0.0187 |  | 0.6612 | 0 | 0 | 0
[7 empty] | 0.0187 |  | 0.6612 | 0 | 0 | 0
[7 empty] | 0.0187 |  | 0.6612 | 0 | 0 | 0
[7 empty] | 0.0187 |  | 0.6612 | 0 | 0 | 0
[7 empty] | 0.0187 |  | 0.6612 | 0 | 0 | 0
[7 empty] | 0.0187 |  | 0.6612 | 0 | 0 | 0
[7 empty] | 0.0187 |  | 0.6612 | 0 | 0 | 0
[7 empty] | 0.0187 |  | 0.6612 | 0 | 0 | 0
[7 empty] | 0.0187 |  | 0.6612 | 0 | 0 | 0
[7 empty] | 0.0187 |  | 0.6612 | 0 | 0 | 0
[7 empty] | 0.0187 |  | 0.6612 | 0 | 0 | 0
[7 empty] | 0.0187 |  | 0.6612 | 0 | 0 | 0
[7 empty] | 0.0187 |  | 0.6612 | 0 | 0 | 0
[7 empty] | 0.0187 |  | 0.6612 | 0 | 0 | 0
[7 empty] | 0.0187 |  | 0.6612 | 0 | 0 | 0
[7 empty] | 0.0187 |  | 0.6612 | 0 | 0 | 0
[7 empty] | 0.0187 |  | 0.6612 | 0 | 0 | 0
[7 empty] | 0.0187 |  | 0.6612 | 0 | 0 | 0
[7 empty] | 0.0187 |  | 0.6612 | 0 | 0 | 0
[7 empty] | 0.0187 |  | 0.6612 | 0 | 0 | 0
[7 empty] | 0.0187 |  | 0.6612 | 0 | 0 | 0
[7 empty] | 0.0187 |  | 0.6612 | 0 | 0 | 0
[7 empty] | 0.0187 |  | 0.6612 | 0 | 0 | 0
[7 empty] | 0.0187 |  | 0.6612 | 0 | 0 | 0
[7 empty] | 0.0187 |  | 0.6612 | 0 | 0 | 0
[7 empty] | 0.0187 |  | 0.6612 | 0 | 0 | 0
[7 empty] | 0.0187 |  | 0.6612 | 0 | 0 | 0
[7 empty] | 0.0187 |  | 0.6612 | 0 | 0 | 0
[7 empty] | 0.0187 |  | 0.6612 | 0 | 0 | 0
[7 empty] | 0.0187 |  | 0.6612 | 0 | 0 | 0
[7 empty] | 0.0187 |  | 0.6612 | 0 | 0 | 0
[7 empty] | 0.0187 |  | 0.6612 | 0 | 0 | 0
[7 empty] | 0.0187 |  | 0.6612 | 0 | 0 | 0
[7 empty] | 0.0187 |  | 0.6612 | 0 | 0 | 0
[7 empty] | 0.0187 |  | 0.6612 | 0 | 0 | 0
[7 empty] | 0.0187 |  | 0.6612 | 0 | 0 | 0
[7 empty] | 0.0187 |  | 0.6612 | 0 | 0 | 0
[7 empty] | 0.0187 |  | 0.6612 | 0 | 0 | 0
[7 empty] | 0.0187 |  | 0.6612 | 0 | 0 | 0
[7 empty] | 0.0187 |  | 0.6612 | 0 | 0 | 0
[7 empty] | 0.0187 |  | 0.6612 | 0 | 0 | 0
[7 empty] | 0.0187 |  | 0.6612 | 0 | 0 | 0
[7 empty] | 0.0187 |  | 0.6612 | 0 | 0 | 0
[7 empty] | 0.0187 |  | 0.6612 | 0 | 0 | 0
[7 empty] | 0.0187 |  | 0.6612 | 0 | 0 | 0
[7 empty] | 0.0187 |  | 0.6612 | 0 | 0 | 0
[7 empty] | 0.0187 |  | 0.6612 | 0 | 0 | 0
[7 empty] | 0.0187 |  | 0.6612 | 0 | 0 | 0
[7 empty] | 0.0187 |  | 0.6612 | 0 | 0 | 0
[7 empty] | 0.0187 |  | 0.6612 | 0 | 0 | 0
[7 empty] | 0.0187 |  | 0.6612 | 0 | 0 | 0
[7 empty] | 0.0187 |  | 0.6612 | 0 | 0 | 0
[7 empty] | 0.0187 |  | 0.6612 | 0 | 0 | 0
[7 empty] | 0.0187 |  | 0.6612 | 0 | 0 | 0
[7 empty] | 0.0187 |  | 0.6612 | 0 | 0 | 0
[7 empty] | 0.0187 |  | 0.6612 | 0 | 0 | 0
[7 empty] | 0.0187 |  | 0.6612 | 0 | 0 | 0
[7 empty] | 0.0187 |  | 0.6612 | 0 | 0 | 0
[7 empty] | 0.0187 |  | 0.6612 | 0 | 0 | 0
[7 empty] | 0.0187 |  | 0.6612 | 0 | 0 | 0
[7 empty] | 0.0187 |  | 0.6612 | 0 | 0 | 0
[7 empty] | 0.0187 |  | 0.6612 | 0 | 0 | 0
[7 empty] | 0.0187 |  | 0.6612 | 0 | 0 | 0
[7 empty] | 0.0187 |  | 0.6612 | 0 | 0 | 0
[7 empty] | 0.0187 |  | 0.6612 | 0 | 0 | 0
[7 empty] | 0.0187 |  | 0.6612 | 0 | 0 | 0
[7 empty] | 0.0187 |  | 0.6612 | 0 | 0 | 0
[7 empty] | 0.0187 |  | 0.6612 | 0 | 0 | 0
[7 empty] | 0.0187 |  | 0.6612 | 0 | 0 | 0
[7 empty] | 0.0187 |  | 0.6612 | 0 | 0 | 0
[7 empty] | 0.0187 |  | 0.6612 | 0 | 0 | 0
[7 empty] | 0.0187 |  | 0.6612 | 0 | 0 | 0
[7 empty] | 0.0187 |  | 0.6612 | 0 | 0 | 0
[7 empty] | 0.0187 |  | 0.6612 | 0 | 0 | 0
[7 empty] | 0.0187 |  | 0.6612 | 0 | 0 | 0
[7 empty] | 0.0187 |  | 0.6612 | 0 | 0 | 0
[7 empty] | 0.0187 |  | 0.6612 | 0 | 0 | 0
[7 empty] | 0.0187 |  | 0.6612 | 0 | 0 | 0
[7 empty] | 0.0187 |  | 0.6612 | 0 | 0 | 0
[7 empty] | 0.0187 |  | 0.6612 | 0 | 0 | 0
[7 empty] | 0.0187 |  | 0.6612 | 0 | 0 | 0
[7 empty] | 0.0187 |  | 0.6612 | 0 | 0 | 0
[7 empty] | 0.0187 |  | 0.6612 | 0 | 0 | 0
[7 empty] | 0.0187 |  | 0.6612 | 0 | 0 | 0
[7 empty] | 0.0187 |  | 0.6612 | 0 | 0 | 0
[7 empty] | 0.0187 |  | 0.6612 | 0 | 0 | 0
[7 empty] | 0.0187 |  | 0.6612 | 0 | 0 | 0
[7 empty] | 0.0187 |  | 0.6612 | 0 | 0 | 0
[7 empty] | 0.0187 |  | 0.6612 | 0 | 0 | 0
[7 empty] | 0.0187 |  | 0.6612 | 0 | 0 | 0
[7 empty] | 0.0187 |  | 0.6612 | 0 | 0 | 0
[7 empty] | 0.0187 |  | 0.6612 | 0 | 0 | 0
[7 empty] | 0.0187 |  | 0.6612 | 0 | 0 | 0
[7 empty] | 0.0187 |  | 0.6612 | 0 | 0 | 0
[7 empty] | 0.0187 |  | 0.6612 | 0 | 0 | 0
[7 empty] | 0.0187 |  | 0.6612 | 0 | 0 | 0
[7 empty] | 0.0187 |  | 0.6612 | 0 | 0 | 0
[7 empty] | 0.0187 |  | 0.6612 | 0 | 0 | 0
[7 empty] | 0.0187 |  | 0.6612 | 0 | 0 | 0
[7 empty] | 0.0187 |  | 0.6612 | 0 | 0 | 0
[7 empty] | 0.0187 |  | 0.6612 | 0 | 0 | 0
[7 empty] | 0.0187 |  | 0.6612 | 0 | 0 | 0
[7 empty] | 0.0187 |  | 0.6612 | 0 | 0 | 0
[7 empty] | 0.0187 |  | 0.6612 | 0 | 0 | 0
[7 empty] | 0.0187 |  | 0.6612 | 0 | 0 | 0
[7 empty] | 0.0187 |  | 0.6612 | 0 | 0 | 0
[7 empty] | 0.0187 |  | 0.6612 | 0 | 0 | 0
[7 empty] | 0.0187 |  | 0.6612 | 0 | 0 | 0
[7 empty] | 0.0187 |  | 0.6612 | 0 | 0 | 0
[7 empty] | 0.0187 |  | 0.6612 | 0 | 0 | 0
[7 empty] | 0.0187 |  | 0.6612 | 0 | 0 | 0
[7 empty] | 0.0187 |  | 0.6612 | 0 | 0 | 0
[7 empty] | 0.0187 |  | 0.6612 | 0 | 0 | 0
[7 empty] | 0.0187 |  | 0.6612 | 0 | 0 | 0
[7 empty] | 0.0187 |  | 0.6612 | 0 | 0 | 0
[7 empty] | 0.0187 |  | 0.6612 | 0 | 0 | 0
[7 empty] | 0.0187 |  | 0.6612 | 0 | 0 | 0
[7 empty] | 0.0187 |  | 0.6612 | 0 | 0 | 0
[7 empty] | 0.0187 |  | 0.6612 | 0 | 0 | 0
[7 empty] | 0.0187 |  | 0.6612 | 0 | 0 | 0
[7 empty] | 0.0187 |  | 0.6612 | 0 | 0 | 0
[7 empty] | 0.0187 |  | 0.6612 | 0 | 0 | 0
[7 empty] | 0.0187 |  | 0.6612 | 0 | 0 | 0
[7 empty] | 0.0187 |  | 0.6612 | 0 | 0 | 0
[7 empty] | 0.0187 |  | 0.6612 | 0 | 0 | 0
[7 empty] | 0.0187 |  | 0.6612 | 0 | 0 | 0
[7 empty] | 0.0187 |  | 0.6612 | 0 | 0 | 0
[7 empty] | 0.0187 |  | 0.6612 | 0 | 0 | 0
[7 empty] | 0.0187 |  | 0.6612 | 0 | 0 | 0
[7 empty] | 0.0187 |  | 0.6612 | 0 | 0 | 0
[7 empty] | 0.0187 |  | 0.6612 | 0 | 0 | 0
[7 empty] | 0.0187 |  | 0.6612 | 0 | 0 | 0
[7 empty] | 0.0187 |  | 0.6612 | 0 | 0 | 0
[7 empty] | 0.0187 |  | 0.6612 | 0 | 0 | 0
[7 empty] | 0.0187 |  | 0.6612 | 0 | 0 | 0
[7 empty] | 0.0187 |  | 0.6612 | 0 | 0 | 0
[7 empty] | 0.0187 |  | 0.6612 | 0 | 0 | 0
[7 empty] | 0.0187 |  | 0.6612 | 0 | 0 | 0
[7 empty] | 0.0187 |  | 0.6612 | 0 | 0 | 0
[7 empty] | 0.0187 |  | 0.6612 | 0 | 0 | 0
[7 empty] | 0.0187 |  | 0.6612 | 0 | 0 | 0
[7 empty] | 0.0187 |  | 0.6612 | 0 | 0 | 0
[7 empty] | 0.0187 |  | 0.6612 | 0 | 0 | 0
[7 empty] | 0.0187 |  | 0.6612 | 0 | 0 | 0
[7 empty] | 0.0187 |  | 0.6612 | 0 | 0 | 0
[7 empty] | 0.0187 |  | 0.6612 | 0 | 0 | 0
[7 empty] | 0.0187 |  | 0.6612 | 0 | 0 | 0
[7 empty] | 0.0187 |  | 0.6612 | 0 | 0 | 0
[7 empty] | 0.0187 |  | 0.6612 | 0 | 0 | 0
[7 empty] | 0.0187 |  | 0.6612 | 0 | 0 | 0
[7 empty] | 0.0187 |  | 0.6612 | 0 | 0 | 0
[7 empty] | 0.0187 |  | 0.6612 | 0 | 0 | 0
[7 empty] | 0.0187 |  | 0.6612 | 0 | 0 | 0
[7 empty] | 0.0187 |  | 0.6612 | 0 | 0 | 0
[7 empty] | 0.0187 |  | 0.6612 | 0 | 0 | 0
[7 empty] | 0.0187 |  | 0.6612 | 0 | 0 | 0
[7 empty] | 0.0187 |  | 0.6612 | 0 | 0 | 0
[7 empty] | 0.0187 |  | 0.6612 | 0 | 0 | 0
[7 empty] | 0.0187 |  | 0.6612 | 0 | 0 | 0
[7 empty] | 0.0187 |  | 0.6612 | 0 | 0 | 0
[7 empty] | 0.0187 |  | 0.6612 | 0 | 0 | 0
[7 empty] | 0.0187 |  | 0.6612 | 0 | 0 | 0
[7 empty] | 0.0187 |  | 0.6612 | 0 | 0 | 0
[7 empty] | 0.0187 |  | 0.6612 | 0 | 0 | 0
[7 empty] | 0.0187 |  | 0.6612 | 0 | 0 | 0
[7 empty] | 0.0187 |  | 0.6612 | 0 | 0 | 0
[7 empty] | 0.0187 |  | 0.6612 | 0 | 0 | 0
[7 empty] | 0.0187 |  | 0.6612 | 0 | 0 | 0
[7 empty] | 0.0187 |  | 0.6612 | 0 | 0 | 0
[7 empty] | 0.0187 |  | 0.6612 | 0 | 0 | 0
[7 empty] | 0.0187 |  | 0.6612 | 0 | 0 | 0
[7 empty] | 0.0187 |  | 0.6612 | 0 | 0 | 0
[7 empty] | 0.0187 |  | 0.6612 | 0 | 0 | 0
[7 empty] | 0.0187 |  | 0.6612 | 0 | 0 | 0
[7 empty] | 0.0187 |  | 0.6612 | 0 | 0 | 0
[7 empty] | 0.0187 |  | 0.6612 | 0 | 0 | 0
[7 empty] | 0.0187 |  | 0.6612 | 0 | 0 | 0
[7 empty] | 0.0187 |  | 0.6612 | 0 | 0 | 0
[7 empty] | 0.0187 |  | 0.6612 | 0 | 0 | 0
[7 empty] | 0.0187 |  | 0.6612 | 0 | 0 | 0
[7 empty] | 0.0187 |  | 0.6612 | 0 | 0 | 0
[7 empty] | 0.0187 |  | 0.6612 | 0 | 0 | 0
[7 empty] | 0.0187 |  | 0.6612 | 0 | 0 | 0
[7 empty] | 0.0187 |  | 0.6612 | 0 | 0 | 0
[7 empty] | 0.0187 |  | 0.6612 | 0 | 0 | 0
[7 empty] | 0.0187 |  | 0.6612 | 0 | 0 | 0
[7 empty] | 0.0187 |  | 0.6612 | 0 | 0 | 0
[7 empty] | 0.0187 |  | 0.6612 | 0 | 0 | 0
[7 empty] | 0.0187 |  | 0.6612 | 0 | 0 | 0
[7 empty] | 0.0187 |  | 0.6612 | 0 | 0 | 0
[7 empty] | 0.0187 |  | 0.6612 | 0 | 0 | 0
[7 empty] | 0.0187 |  | 0.6612 | 0 | 0 | 0
[7 empty] | 0.0187 |  | 0.6612 | 0 | 0 | 0
[7 empty] | 0.0187 |  | 0.6612 | 0 | 0 | 0
[7 empty] | 0.0187 |  | 0.6612 | 0 | 0 | 0
[7 empty] | 0.0187 |  | 0.6612 | 0 | 0 | 0
[7 empty] | 0.0187 |  | 0.6612 | 0 | 0 | 0
[7 empty] | 0.0187 |  | 0.6612 | 0 | 0 | 0
[7 empty] | 0.0187 |  | 0.6612 | 0 | 0 | 0
[7 empty] | 0.0187 |  | 0.6612 | 0 | 0 | 0
[7 empty] | 0.0187 |  | 0.6612 | 0 | 0 | 0
[7 empty] | 0.0187 |  | 0.6612 | 0 | 0 | 0
[7 empty] | 0.0187 |  | 0.6612 | 0 | 0 | 0
[7 empty] | 0.0187 |  | 0.6612 | 0 | 0 | 0
[7 empty] | 0.0187 |  | 0.6612 | 0 | 0 | 0
[7 empty] | 0.0187 |  | 0.6612 | 0 | 0 | 0
[7 empty] | 0.0187 |  | 0.6612 | 0 | 0 | 0
[7 empty] | 0.0187 |  | 0.6612 | 0 | 0 | 0
[7 empty] | 0.0187 |  | 0.6612 | 0 | 0 | 0
[7 empty] | 0.0187 |  | 0.6612 | 0 | 0 | 0
[7 empty] | 0.0187 |  | 0.6612 | 0 | 0 | 0
[7 empty] | 0.0187 |  | 0.6612 | 0 | 0 | 0
[7 empty] | 0.0187 |  | 0.6612 | 0 | 0 | 0
[7 empty] | 0.0187 |  | 0.6612 | 0 | 0 | 0
[7 empty] | 0.0187 |  | 0.6612 | 0 | 0 | 0
[7 empty] | 0.0187 |  | 0.6612 | 0 | 0 | 0
[7 empty] | 0.0187 |  | 0.6612 | 0 | 0 | 0
[7 empty] | 0.0187 |  | 0.6612 | 0 | 0 | 0
[7 empty] | 0.0187 |  | 0.6612 | 0 | 0 | 0
[7 empty] | 0.0187 |  | 0.6612 | 0 | 0 | 0
[7 empty] | 0.0187 |  | 0.6612 | 0 | 0 | 0
[7 empty] | 0.0187 |  | 0.6612 | 0 | 0 | 0
[7 empty] | 0.0187 |  | 0.6612 | 0 | 0 | 0
[7 empty] | 0.0187 |  | 0.6612 | 0 | 0 | 0
[7 empty] | 0.0187 |  | 0.6612 | 0 | 0 | 0
[7 empty] | 0.0187 |  | 0.6612 | 0 | 0 | 0
[7 empty] | 0.0187 |  | 0.6612 | 0 | 0 | 0
[7 empty] | 0.0187 |  | 0.6612 | 0 | 0 | 0
[7 empty] | 0.0187 |  | 0.6612 | 0 | 0 | 0
[7 empty] | 0.0187 |  | 0.6612 | 0 | 0 | 0
[7 empty] | 0.0187 |  | 0.6612 | 0 | 0 | 0
[7 empty] | 0.0187 |  | 0.6612 | 0 | 0 | 0
[7 empty] | 0.0187 |  | 0.6612 | 0 | 0 | 0
[7 empty] | 0.0187 |  | 0.6612 | 0 | 0 | 0
[7 empty] | 0.0187 |  | 0.6612 | 0 | 0 | 0
[7 empty] | 0.0187 |  | 0.6612 | 0 | 0 | 0
[7 empty] | 0.0187 |  | 0.6612 | 0 | 0 | 0
[7 empty] | 0.0187 |  | 0.6612 | 0 | 0 | 0
[7 empty] | 0.0187 |  | 0.6612 | 0 | 0 | 0
[7 empty] | 0.0187 |  | 0.6612 | 0 | 0 | 0
[7 empty] | 0.0187 |  | 0.6612 | 0 | 0 | 0
[7 empty] | 0.0187 |  | 0.6612 | 0 | 0 | 0
[7 empty] | 0.0187 |  | 0.6612 | 0 | 0 | 0
[7 empty] | 0.0187 |  | 0.6612 | 0 | 0 | 0
[7 empty] | 0.0187 |  | 0.6612 | 0 | 0 | 0
[7 empty] | 0.0187 |  | 0.6612 | 0 | 0 | 0
[7 empty] | 0.0187 |  | 0.6612 | 0 | 0 | 0
[7 empty] | 0.0187 |  | 0.6612 | 0 | 0 | 0
[7 empty] | 0.0187 |  | 0.6612 | 0 | 0 | 0
[7 empty] | 0.0187 |  | 0.6612 | 0 | 0 | 0
[7 empty] | 0.0187 |  | 0.6612 | 0 | 0 | 0
[7 empty] | 0.0187 |  | 0.6612 | 0 | 0 | 0
[7 empty] | 0.0187 |  | 0.6612 | 0 | 0 | 0
[7 empty] | 0.0187 |  | 0.6612 | 0 | 0 | 0
[7 empty] | 0.0187 |  | 0.6612 | 0 | 0 | 0
[7 empty] | 0.0187 |  | 0.6612 | 0 | 0 | 0
[7 empty] | 0.0187 |  | 0.6612 | 0 | 0 | 0
[7 empty] | 0.0187 |  | 0.6612 | 0 | 0 | 0
[7 empty] | 0.0187 |  | 0.6612 | 0 | 0 | 0
[7 empty] | 0.0187 |  | 0.6612 | 0 | 0 | 0
[7 empty] | 0.0187 |  | 0.6612 | 0 | 0 | 0
[7 empty] | 0.0187 |  | 0.6612 | 0 | 0 | 0
[7 empty] | 0.0187 |  | 0.6612 | 0 | 0 | 0
[7 empty] | 0.0187 |  | 0.6612 | 0 | 0 | 0
[7 empty] | 0.0187 |  | 0.6612 | 0 | 0 | 0
[7 empty] | 0.0187 |  | 0.6612 | 0 | 0 | 0
[7 empty] | 0.0187 |  | 0.6612 | 0 | 0 | 0
[7 empty] | 0.0187 |  | 0.6612 | 0 | 0 | 0
[7 empty] | 0.0187 |  | 0.6612 | 0 | 0 | 0
[7 empty] | 0.0187 |  | 0.6612 | 0 | 0 | 0
[7 empty] | 0.0187 |  | 0.6612 | 0 | 0 | 0
[7 empty] | 0.0187 |  | 0.6612 | 0 | 0 | 0
[7 empty] | 0.0187 |  | 0.6612 | 0 | 0 | 0
[7 empty] | 0.0187 |  | 0.6612 | 0 | 0 | 0
[7 empty] | 0.0187 |  | 0.6612 | 0 | 0 | 0
[7 empty] | 0.0187 |  | 0.6612 | 0 | 0 | 0
[7 empty] | 0.0187 |  | 0.6612 | 0 | 0 | 0
[7 empty] | 0.0187 |  | 0.6612 | 0 | 0 | 0
[7 empty] | 0.0187 |  | 0.6612 | 0 | 0 | 0
[7 empty] | 0.0187 |  | 0.6612 | 0 | 0 | 0
[7 empty] | 0.0187 |  | 0.6612 | 0 | 0 | 0
[7 empty] | 0.0187 |  | 0.6612 | 0 | 0 | 0
[7 empty] | 0.0187 |  | 0.6612 | 0 | 0 | 0
[7 empty] | 0.0187 |  | 0.6612 | 0 | 0 | 0
[7 empty] | 0.0187 |  | 0.6612 | 0 | 0 | 0
[7 empty] | 0.0187 |  | 0.6612 | 0 | 0 | 0
[7 empty] | 0.0187 |  | 0.6612 | 0 | 0 | 0
[7 empty] | 0.0187 |  | 0.6612 | 0 | 0 | 0
[7 empty] | 0.0187 |  | 0.6612 | 0 | 0 | 0
[7 empty] | 0.0187 |  | 0.6612 | 0 | 0 | 0
[7 empty] | 0.0187 |  | 0.6612 | 0 | 0 | 0
[7 empty] | 0.0187 |  | 0.6612 | 0 | 0 | 0
[7 empty] | 0.0187 |  | 0.6612 | 0 | 0 | 0
[7 empty] | 0.0187 |  | 0.6612 | 0 | 0 | 0
[7 empty] | 0.0187 |  | 0.6612 | 0 | 0 | 0
[7 empty] | 0.0187 |  | 0.6612 | 0 | 0 | 0
[7 empty] | 0.0187 |  | 0.6612 | 0 | 0 | 0
[7 empty] | 0.0187 |  | 0.6612 | 0 | 0 | 0
[7 empty] | 0.0187 |  | 0.6612 | 0 | 0 | 0
[7 empty] | 0.0187 |  | 0.6612 | 0 | 0 | 0
[7 empty] | 0.0187 |  | 0.6612 | 0 | 0 | 0
[7 empty] | 0.0187 |  | 0.6612 | 0 | 0 | 0
[7 empty] | 0.0187 |  | 0.6612 | 0 | 0 | 0
[7 empty] | 0.0187 |  | 0.6612 | 0 | 0 | 0
[7 empty] | 0.0187 |  | 0.6612 | 0 | 0 | 0
[7 empty] | 0.0187 |  | 0.6612 | 0 | 0 | 0
[7 empty] | 0.0187 |  | 0.6612 | 0 | 0 | 0
[7 empty] | 0.0187 |  | 0.6612 | 0 | 0 | 0
[7 empty] | 0.0187 |  | 0.6612 | 0 | 0 | 0
[7 empty] | 0.0187 |  | 0.6612 | 0 | 0 | 0
[7 empty] | 0.0187 |  | 0.6612 | 0 | 0 | 0
[7 empty] | 0.0187 |  | 0.6612 | 0 | 0 | 0
[7 empty] | 0.0187 |  | 0.6612 | 0 | 0 | 0
[7 empty] | 0.0187 |  | 0.6612 | 0 | 0 | 0
[7 empty] | 0.0187 |  | 0.6612 | 0 | 0 | 0
[7 empty] | 0.0187 |  | 0.6612 | 0 | 0 | 0
[7 empty] | 0.0187 |  | 0.6612 | 0 | 0 | 0
[7 empty] | 0.0187 |  | 0.6612 | 0 | 0 | 0
[7 empty] | 0.0187 |  | 0.6612 | 0 | 0 | 0
[7 empty] | 0.0187 |  | 0.6612 | 0 | 0 | 0
[7 empty] | 0.0187 |  | 0.6612 | 0 | 0 | 0
[7 empty] | 0.0187 |  | 0.6612 | 0 | 0 | 0
[7 empty] | 0.0187 |  | 0.6612 | 0 | 0 | 0
[7 empty] | 0.0187 |  | 0.6612 | 0 | 0 | 0
[7 empty] | 0.0187 |  | 0.6612 | 0 | 0 | 0
[7 empty] | 0.0187 |  | 0.6612 | 0 | 0 | 0
[7 empty] | 0.0187 |  | 0.6612 | 0 | 0 | 0
[7 empty] | 0.0187 |  | 0.6612 | 0 | 0 | 0
[7 empty] | 0.0187 |  | 0.6612 | 0 | 0 | 0
[7 empty] | 0.0187 |  | 0.6612 | 0 | 0 | 0
[7 empty] | 0.0187 |  | 0.6612 | 0 | 0 | 0
[7 empty] | 0.0187 |  | 0.6612 | 0 | 0 | 0
[7 empty] | 0.0187 |  | 0.6612 | 0 | 0 | 0
[7 empty] | 0.0187 |  | 0.6612 | 0 | 0 | 0
[7 empty] | 0.0187 |  | 0.6612 | 0 | 0 | 0
[7 empty] | 0.0187 |  | 0.6612 | 0 | 0 | 0
[7 empty] | 0.0187 |  | 0.6612 | 0 | 0 | 0
[7 empty] | 0.0187 |  | 0.6612 | 0 | 0 | 0
[7 empty] | 0.0187 |  | 0.6612 | 0 | 0 | 0
[7 empty] | 0.0187 |  | 0.6612 | 0 | 0 | 0
[7 empty] | 0.0187 |  | 0.6612 | 0 | 0 | 0
[7 empty] | 0.0187 |  | 0.6612 | 0 | 0 | 0
[7 empty] | 0.0187 |  | 0.6612 | 0 | 0 | 0
[7 empty] | 0.0187 |  | 0.6612 | 0 | 0 | 0
[7 empty] | 0.0187 |  | 0.6612 | 0 | 0 | 0
[7 empty] | 0.0187 |  | 0.6612 | 0 | 0 | 0
[7 empty] | 0.0187 |  | 0.6612 | 0 | 0 | 0
[7 empty] | 0.0187 |  | 0.6612 | 0 | 0 | 0
[7 empty] | 0.0187 |  | 0.6612 | 0 | 0 | 0
[7 empty] | 0.0187 |  | 0.6612 | 0 | 0 | 0
[7 empty] | 0.0187 |  | 0.6612 | 0 | 0 | 0
[7 empty] | 0.0187 |  | 0.6612 | 0 | 0 | 0
[7 empty] | 0.0187 |  | 0.6612 | 0 | 0 | 0
[7 empty] | 0.0187 |  | 0.6612 | 0 | 0 | 0
[7 empty] | 0.0187 |  | 0.6612 | 0 | 0 | 0
[7 empty] | 0.0187 |  | 0.6612 | 0 | 0 | 0
[7 empty] | 0.0187 |  | 0.6612 | 0 | 0 | 0
[7 empty] | 0.0187 |  | 0.6612 | 0 | 0 | 0
[7 empty] | 0.0187 |  | 0.6612 | 0 | 0 | 0
[7 empty] | 0.0187 |  | 0.6612 | 0 | 0 | 0
[7 empty] | 0.0187 |  | 0.6612 | 0 | 0 | 0
[7 empty] | 0.0187 |  | 0.6612 | 0 | 0 | 0
[7 empty] | 0.0187 |  | 0.6612 | 0 | 0 | 0
[7 empty] | 0.0187 |  | 0.6612 | 0 | 0 | 0
[7 empty] | 0.0187 |  | 0.6612 | 0 | 0 | 0
[7 empty] | 0.0187 |  | 0.6612 | 0 | 0 | 0
[7 empty] | 0.0187 |  | 0.6612 | 0 | 0 | 0
[7 empty] | 0.0187 |  | 0.6612 | 0 | 0 | 0
[7 empty] | 0.0187 |  | 0.6612 | 0 | 0 | 0
[7 empty] | 0.0187 |  | 0.6612 | 0 | 0 | 0
[7 empty] | 0.0187 |  | 0.6612 | 0 | 0 | 0
[7 empty] | 0.0187 |  | 0.6612 | 0 | 0 | 0
[7 empty] | 0.0187 |  | 0.6612 | 0 | 0 | 0
[7 empty] | 0.0187 |  | 0.6612 | 0 | 0 | 0
[7 empty] | 0.0187 |  | 0.6612 | 0 | 0 | 0
[7 empty] | 0.0187 |  | 0.6612 | 0 | 0 | 0
[7 empty] | 0.0187 |  | 0.6612 | 0 | 0 | 0
[7 empty] | 0.0187 |  | 0.6612 | 0 | 0 | 0
[7 empty] | 0.0187 |  | 0.6612 | 0 | 0 | 0
[7 empty] | 0.0187 |  | 0.6612 | 0 | 0 | 0
[7 empty] | 0.0187 |  | 0.6612 | 0 | 0 | 0
[7 empty] | 0.0187 |  | 0.6612 | 0 | 0 | 0
[7 empty] | 0.0187 |  | 0.6612 | 0 | 0 | 0
[7 empty] | 0.0187 |  | 0.6612 | 0 | 0 | 0
[7 empty] | 0.0187 |  | 0.6612 | 0 | 0 | 0
[7 empty] | 0.0187 |  | 0.6612 | 0 | 0 | 0
[7 empty] | 0.0187 |  | 0.6612 | 0 | 0 | 0
[7 empty] | 0.0187 |  | 0.6612 | 0 | 0 | 0
[7 empty] | 0.0187 |  | 0.6612 | 0 | 0 | 0
[7 empty] | 0.0187 |  | 0.6612 | 0 | 0 | 0
[7 empty] | 0.0187 |  | 0.6612 | 0 | 0 | 0
[7 empty] | 0.0187 |  | 0.6612 | 0 | 0 | 0
[7 empty] | 0.0187 |  | 0.6612 | 0 | 0 | 0
[7 empty] | 0.0187 |  | 0.6612 | 0 | 0 | 0
[7 empty] | 0.0187 |  | 0.6612 | 0 | 0 | 0
[7 empty] | 0.0187 |  | 0.6612 | 0 | 0 | 0
[7 empty] | 0.0187 |  | 0.6612 | 0 | 0 | 0
[7 empty] | 0.0187 |  | 0.6612 | 0 | 0 | 0
[7 empty] | 0.0187 |  | 0.6612 | 0 | 0 | 0
[7 empty] | 0.0187 |  | 0.6612 | 0 | 0 | 0
[7 empty] | 0.0187 |  | 0.6612 | 0 | 0 | 0
[7 empty] | 0.0187 |  | 0.6612 | 0 | 0 | 0
[7 empty] | 0.0187 |  | 0.6612 | 0 | 0 | 0
[7 empty] | 0.0187 |  | 0.6612 | 0 | 0 | 0
[7 empty] | 0.0187 |  | 0.6612 | 0 | 0 | 0
[7 empty] | 0.0187 |  | 0.6612 | 0 | 0 | 0
[7 empty] | 0.0187 |  | 0.6612 | 0 | 0 | 0
[7 empty] | 0.0187 |  | 0.6612 | 0 | 0 | 0
[7 empty] | 0.0187 |  | 0.6612 | 0 | 0 | 0
[7 empty] | 0.0187 |  | 0.6612 | 0 | 0 | 0
[7 empty] | 0.0187 |  | 0.6612 | 0 | 0 | 0
[7 empty] | 0.0187 |  | 0.6612 | 0 | 0 | 0
[7 empty] | 0.0187 |  | 0.6612 | 0 | 0 | 0
[7 empty] | 0.0187 |  | 0.6612 | 0 | 0 | 0
[7 empty] | 0.0187 |  | 0.6612 | 0 | 0 | 0
[7 empty] | 0.0187 |  | 0.6612 | 0 | 0 | 0
[7 empty] | 0.0187 |  | 0.6612 | 0 | 0 | 0
[7 empty] | 0.0187 |  | 0.6612 | 0 | 0 | 0
[7 empty] | 0.0187 |  | 0.6612 | 0 | 0 | 0
[7 empty] | 0.0187 |  | 0.6612 | 0 | 0 | 0
[7 empty] | 0.0187 |  | 0.6612 | 0 | 0 | 0
[7 empty] | 0.0187 |  | 0.6612 | 0 | 0 | 0
[7 empty] | 0.0187 |  | 0.6612 | 0 | 0 | 0
[7 empty] | 0.0187 |  | 0.6612 | 0 | 0 | 0
[7 empty] | 0.0187 |  | 0.6612 | 0 | 0 | 0
[7 empty] | 0.0187 |  | 0.6612 | 0 | 0 | 0
[7 empty] | 0.0187 |  | 0.6612 | 0 | 0 | 0
[7 empty] | 0.0187 |  | 0.6612 | 0 | 0 | 0
[7 empty] | 0.0187 |  | 0.6612 | 0 | 0 | 0
[7 empty] | 0.0187 |  | 0.6612 | 0 | 0 | 0
[7 empty] | 0.0187 |  | 0.6612 | 0 | 0 | 0
[7 empty] | 0.0187 |  | 0.6612 | 0 | 0 | 0
[7 empty] | 0.0187 |  | 0.6612 | 0 | 0 | 0
[7 empty] | 0.0187 |  | 0.6612 | 0 | 0 | 0
[7 empty] | 0.0187 |  | 0.6612 | 0 | 0 | 0
[7 empty] | 0.0187 |  | 0.6612 | 0 | 0 | 0
[7 empty] | 0.0187 |  | 0.6612 | 0 | 0 | 0
[7 empty] | 0.0187 |  | 0.6612 | 0 | 0 | 0
[7 empty] | 0.0187 |  | 0.6612 | 0 | 0 | 0
[7 empty] | 0.0187 |  | 0.6612 | 0 | 0 | 0
[7 empty] | 0.0187 |  | 0.6612 | 0 | 0 | 0
[7 empty] | 0.0187 |  | 0.6612 | 0 | 0 | 0
[7 empty] | 0.0187 |  | 0.6612 | 0 | 0 | 0
[7 empty] | 0.0187 |  | 0.6612 | 0 | 0 | 0
[7 empty] | 0.0187 |  | 0.6612 | 0 | 0 | 0
[7 empty] | 0.0187 |  | 0.6612 | 0 | 0 | 0
[7 empty] | 0.0187 |  | 0.6612 | 0 | 0 | 0
[7 empty] | 0.0187 |  | 0.6612 | 0 | 0 | 0
[7 empty] | 0.0187 |  | 0.6612 | 0 | 0 | 0
[7 empty] | 0.0187 |  | 0.6612 | 0 | 0 | 0
[7 empty] | 0.0187 |  | 0.6612 | 0 | 0 | 0
[7 empty] | 0.0187 |  | 0.6612 | 0 | 0 | 0
[7 empty] | 0.0187 |  | 0.6612 | 0 | 0 | 0
[7 empty] | 0.0187 |  | 0.6612 | 0 | 0 | 0
[7 empty] | 0.0187 |  | 0.6612 | 0 | 0 | 0
[7 empty] | 0.0187 |  | 0.6612 | 0 | 0 | 0
[7 empty] | 0.0187 |  | 0.6612 | 0 | 0 | 0
[7 empty] | 0.0187 |  | 0.6612 | 0 | 0 | 0
[7 empty] | 0.0187 |  | 0.6612 | 0 | 0 | 0
[7 empty] | 0.0187 |  | 0.6612 | 0 | 0 | 0
[7 empty] | 0.0187 |  | 0.6612 | 0 | 0 | 0
[7 empty] | 0.0187 |  | 0.6612 | 0 | 0 | 0
[7 empty] | 0.0187 |  | 0.6612 | 0 | 0 | 0
[7 empty] | 0.0187 |  | 0.6612 | 0 | 0 | 0
[7 empty] | 0.0187 |  | 0.6612 | 0 | 0 | 0
[7 empty] | 0.0187 |  | 0.6612 | 0 | 0 | 0
[7 empty] | 0.0187 |  | 0.6612 | 0 | 0 | 0
[7 empty] | 0.0187 |  | 0.6612 | 0 | 0 | 0
[7 empty] | 0.0187 |  | 0.6612 | 0 | 0 | 0
[7 empty] | 0.0187 |  | 0.6612 | 0 | 0 | 0
[7 empty] | 0.0187 |  | 0.6612 | 0 | 0 | 0
[7 empty] | 0.0187 |  | 0.6612 | 0 | 0 | 0
[7 empty] | 0.0187 |  | 0.6612 | 0 | 0 | 0
[7 empty] | 0.0187 |  | 0.6612 | 0 | 0 | 0
[7 empty] | 0.0187 |  | 0.6612 | 0 | 0 | 0
[7 empty] | 0.0187 |  | 0.6612 | 0 | 0 | 0
[7 empty] | 0.0187 |  | 0.6612 | 0 | 0 | 0
[7 empty] | 0.0187 |  | 0.6612 | 0 | 0 | 0
[7 empty] | 0.0187 |  | 0.6612 | 0 | 0 | 0
[7 empty] | 0.0187 |  | 0.6612 | 0 | 0 | 0
[7 empty] | 0.0187 |  | 0.6612 | 0 | 0 | 0
[7 empty] | 0.0187 |  | 0.6612 | 0 | 0 | 0
[7 empty] | 0.0187 |  | 0.6612 | 0 | 0 | 0
[7 empty] | 0.0187 |  | 0.6612 | 0 | 0 | 0
[7 empty] | 0.0187 |  | 0.6612 | 0 | 0 | 0
[7 empty] | 0.0187 |  | 0.6612 | 0 | 0 | 0
[7 empty] | 0.0187 |  | 0.6612 | 0 | 0 | 0
[7 empty] | 0.0187 |  | 0.6612 | 0 | 0 | 0
[7 empty] | 0.0187 |  | 0.6612 | 0 | 0 | 0
[7 empty] | 0.0187 |  | 0.6612 | 0 | 0 | 0
[7 empty] | 0.0187 |  | 0.6612 | 0 | 0 | 0
[7 empty] | 0.0187 |  | 0.6612 | 0 | 0 | 0
[7 empty] | 0.0187 |  | 0.6612 | 0 | 0 | 0
[7 empty] | 0.0187 |  | 0.6612 | 0 | 0 | 0
[7 empty] | 0.0187 |  | 0.6612 | 0 | 0 | 0
[7 empty] | 0.0187 |  | 0.6612 | 0 | 0 | 0
[7 empty] | 0.0187 |  | 0.6612 | 0 | 0 | 0
[7 empty] | 0.0187 |  | 0.6612 | 0 | 0 | 0
[7 empty] | 0.0187 |  | 0.6612 | 0 | 0 | 0
[7 empty] | 0.0187 |  | 0.6612 | 0 | 0 | 0
[7 empty] | 0.0187 |  | 0.6612 | 0 | 0 | 0
[7 empty] | 0.0187 |  | 0.6612 | 0 | 0 | 0
[7 empty] | 0.0187 |  | 0.6612 | 0 | 0 | 0
[7 empty] | 0.0187 |  | 0.6612 | 0 | 0 | 0
[7 empty] | 0.0187 |  | 0.6612 | 0 | 0 | 0
[7 empty] | 0.0187 |  | 0.6612 | 0 | 0 | 0
[7 empty] | 0.0187 |  | 0.6612 | 0 | 0 | 0
[7 empty] | 0.0187 |  | 0.6612 | 0 | 0 | 0
[7 empty] | 0.0187 |  | 0.6612 | 0 | 0 | 0
[7 empty] | 0.0187 |  | 0.6612 | 0 | 0 | 0
[7 empty] | 0.0187 |  | 0.6612 | 0 | 0 | 0
[7 empty] | 0.0187 |  | 0.6612 | 0 | 0 | 0
[7 empty] | 0.0187 |  | 0.6612 | 0 | 0 | 0
[7 empty] | 0.0187 |  | 0.6612 | 0 | 0 | 0
[7 empty] | 0.0187 |  | 0.6612 | 0 | 0 | 0
[7 empty] | 0.0187 |  | 0.6612 | 0 | 0 | 0
[7 empty] | 0.0187 |  | 0.6612 | 0 | 0 | 0
[7 empty] | 0.0187 |  | 0.6612 | 0 | 0 | 0
[7 empty] | 0.0187 |  | 0.6612 | 0 | 0 | 0
[7 empty] | 0.0187 |  | 0.6612 | 0 | 0 | 0
[7 empty] | 0.0187 |  | 0.6612 | 0 | 0 | 0
[7 empty] | 0.0187 |  | 0.6612 | 0 | 0 | 0
[7 empty] | 0.0187 |  | 0.6612 | 0 | 0 | 0
[7 empty] | 0.0187 |  | 0.6612 | 0 | 0 | 0
[7 empty] | 0.0187 |  | 0.6612 | 0 | 0 | 0
[7 empty] | 0.0187 |  | 0.6612 | 0 | 0 | 0
[7 empty] | 0.0187 |  | 0.6612 | 0 | 0 | 0
[7 empty] | 0.0187 |  | 0.6612 | 0 | 0 | 0
[7 empty] | 0.0187 |  | 0.6612 | 0 | 0 | 0
[7 empty] | 0.0187 |  | 0.6612 | 0 | 0 | 0
[7 empty] | 0.0187 |  | 0.6612 | 0 | 0 | 0
[7 empty] | 0.0187 |  | 0.6612 | 0 | 0 | 0
[7 empty] | 0.0187 |  | 0.6612 | 0 | 0 | 0
[7 empty] | 0.0187 |  | 0.6612 | 0 | 0 | 0
[7 empty] | 0.0187 |  | 0.6612 | 0 | 0 | 0
[7 empty] | 0.0187 |  | 0.6612 | 0 | 0 | 0
[7 empty] | 0.0187 |  | 0.6612 | 0 | 0 | 0
[7 empty] | 0.0187 |  | 0.6612 | 0 | 0 | 0
[7 empty] | 0.0187 |  | 0.6612 | 0 | 0 | 0
[7 empty] | 0.0187 |  | 0.6612 | 0 | 0 | 0
[7 empty] | 0.0187 |  | 0.6612 | 0 | 0 | 0
[7 empty] | 0.0187 |  | 0.6612 | 0 | 0 | 0
[7 empty] | 0.0187 |  | 0.6612 | 0 | 0 | 0
[7 empty] | 0.0187 |  | 0.6612 | 0 | 0 | 0
[7 empty] | 0.0187 |  | 0.6612 | 0 | 0 | 0
[7 empty] | 0.0187 |  | 0.6612 | 0 | 0 | 0
[7 empty] | 0.0187 |  | 0.6612 | 0 | 0 | 0
[7 empty] | 0.0187 |  | 0.6612 | 0 | 0 | 0
[7 empty] | 0.0187 |  | 0.6612 | 0 | 0 | 0
[7 empty] | 0.0187 |  | 0.6612 | 0 | 0 | 0
[7 empty] | 0.0187 |  | 0.6612 | 0 | 0 | 0
[7 empty] | 0.0187 |  | 0.6612 | 0 | 0 | 0
[7 empty] | 0.0187 |  | 0.6612 | 0 | 0 | 0
[7 empty] | 0.0187 |  | 0.6612 | 0 | 0 | 0
[7 empty] | 0.0187 |  | 0.6612 | 0 | 0 | 0
[7 empty] | 0.0187 |  | 0.6612 | 0 | 0 | 0
[7 empty] | 0.0187 |  | 0.6612 | 0 | 0 | 0
[7 empty] | 0.0187 |  | 0.6612 | 0 | 0 | 0
[7 empty] | 0.0187 |  | 0.6612 | 0 | 0 | 0
[7 empty] | 0.0187 |  | 0.6612 | 0 | 0 | 0
[7 empty] | 0.0187 |  | 0.6612 | 0 | 0 | 0
[7 empty] | 0.0187 |  | 0.6612 | 0 | 0 | 0
[7 empty] | 0.0187 |  | 0.6612 | 0 | 0 | 0
[7 empty] | 0.0187 |  | 0.6612 | 0 | 0 | 0
[7 empty] | 0.0187 |  | 0.6612 | 0 | 0 | 0
[7 empty] | 0.0187 |  | 0.6612 | 0 | 0 | 0
[7 empty] | 0.0187 |  | 0.6612 | 0 | 0 | 0
[7 empty] | 0.0187 |  | 0.6612 | 0 | 0 | 0
[7 empty] | 0.0187 |  | 0.6612 | 0 | 0 | 0
[7 empty] | 0.0187 |  | 0.6612 | 0 | 0 | 0
[7 empty] | 0.0187 |  | 0.6612 | 0 | 0 | 0
[7 empty] | 0.0187 |  | 0.6612 | 0 | 0 | 0
[7 empty] | 0.0187 |  | 0.6612 | 0 | 0 | 0
[7 empty] | 0.0187 |  | 0.6612 | 0 | 0 | 0
[7 empty] | 0.0187 |  | 0.6612 | 0 | 0 | 0
[7 empty] | 0.0187 |  | 0.6612 | 0 | 0 | 0
[7 empty] | 0.0187 |  | 0.6612 | 0 | 0 | 0
[7 empty] | 0.0187 |  | 0.6612 | 0 | 0 | 0
[7 empty] | 0.0187 |  | 0.6612 | 0 | 0 | 0
[7 empty] | 0.0187 |  | 0.6612 | 0 | 0 | 0
[7 empty] | 0.0187 |  | 0.6612 | 0 | 0 | 0
[7 empty] | 0.0187 |  | 0.6612 | 0 | 0 | 0
[7 empty] | 0.0187 |  | 0.6612 | 0 | 0 | 0
[7 empty] | 0.0187 |  | 0.6612 | 0 | 0 | 0
[7 empty] | 0.0187 |  | 0.6612 | 0 | 0 | 0
[7 empty] | 0.0187 |  | 0.6612 | 0 | 0 | 0
[7 empty] | 0.0187 |  | 0.6612 | 0 | 0 | 0
[7 empty] | 0.0187 |  | 0.6612 | 0 | 0 | 0
[7 empty] | 0.0187 |  | 0.6612 | 0 | 0 | 0
[7 empty] | 0.0187 |  | 0.6612 | 0 | 0 | 0
[7 empty] | 0.0187 |  | 0.6612 | 0 | 0 | 0
[7 empty] | 0.0187 |  | 0.6612 | 0 | 0 | 0
[7 empty] | 0.0187 |  | 0.6612 | 0 | 0 | 0
[7 empty] | 0.0187 |  | 0.6612 | 0 | 0 | 0
[7 empty] | 0.0187 |  | 0.6612 | 0 | 0 | 0
[7 empty] | 0.0187 |  | 0.6612 | 0 | 0 | 0
[7 empty] | 0.0187 |  | 0.6612 | 0 | 0 | 0
[7 empty] | 0.0187 |  | 0.6612 | 0 | 0 | 0
[7 empty] | 0.0187 |  | 0.6612 | 0 | 0 | 0
[7 empty] | 0.0187 |  | 0.6612 | 0 | 0 | 0
[7 empty] | 0.0187 |  | 0.6612 | 0 | 0 | 0
[7 empty] | 0.0187 |  | 0.6612 | 0 | 0 | 0
[7 empty] | 0.0187 |  | 0.6612 | 0 | 0 | 0
[7 empty] | 0.0187 |  | 0.6612 | 0 | 0 | 0
[7 empty] | 0.0187 |  | 0.6612 | 0 | 0 | 0
[7 empty] | 0.0187 |  | 0.6612 | 0 | 0 | 0
[7 empty] | 0.0187 |  | 0.6612 | 0 | 0 | 0
[7 empty] | 0.0187 |  | 0.6612 | 0 | 0 | 0
[7 empty] | 0.0187 |  | 0.6612 | 0 | 0 | 0
[7 empty] | 0.0187 |  | 0.6612 | 0 | 0 | 0
[7 empty] | 0.0187 |  | 0.6612 | 0 | 0 | 0
[7 empty] | 0.0187 |  | 0.6612 | 0 | 0 | 0
[7 empty] | 0.0187 |  | 0.6612 | 0 | 0 | 0
[7 empty] | 0.0187 |  | 0.6612 | 0 | 0 | 0
[7 empty] | 0.0187 |  | 0.6612 | 0 | 0 | 0
[7 empty] | 0.0187 |  | 0.6612 | 0 | 0 | 0
[7 empty] | 0.0187 |  | 0.6612 | 0 | 0 | 0
[7 empty] | 0.0187 |  | 0.6612 | 0 | 0 | 0
[7 empty] | 0.0187 |  | 0.6612 | 0 | 0 | 0
[7 empty] | 0.0187 |  | 0.6612 | 0 | 0 | 0
[7 empty] | 0.0187 |  | 0.6612 | 0 | 0 | 0
[7 empty] | 0.0187 |  | 0.6612 | 0 | 0 | 0
[7 empty] | 0.0187 |  | 0.6612 | 0 | 0 | 0
[7 empty] | 0.0187 |  | 0.6612 | 0 | 0 | 0
[7 empty] | 0.0187 |  | 0.6612 | 0 | 0 | 0
[7 empty] | 0.0187 |  | 0.6612 | 0 | 0 | 0
[7 empty] | 0.0187 |  | 0.6612 | 0 | 0 | 0
[7 empty] | 0.0187 |  | 0.6612 | 0 | 0 | 0
[7 empty] | 0.0187 |  | 0.6612 | 0 | 0 | 0
[7 empty] | 0.0187 |  | 0.6612 | 0 | 0 | 0
[7 empty] | 0.0187 |  | 0.6612 | 0 | 0 | 0
[7 empty] | 0.0187 |  | 0.6612 | 0 | 0 | 0
[7 empty] | 0.0187 |  | 0.6612 | 0 | 0 | 0
[7 empty] | 0.0187 |  | 0.6612 | 0 | 0 | 0
[7 empty] | 0.0187 |  | 0.6612 | 0 | 0 | 0
[7 empty] | 0.0187 |  | 0.6612 | 0 | 0 | 0
[7 empty] | 0.0187 |  | 0.6612 | 0 | 0 | 0
[7 empty] | 0.0187 |  | 0.6612 | 0 | 0 | 0
[7 empty] | 0.0187 |  | 0.6612 | 0 | 0 | 0
[7 empty] | 0.0187 |  | 0.6612 | 0 | 0 | 0
[7 empty] | 0.0187 |  | 0.6612 | 0 | 0 | 0
[7 empty] | 0.0187 |  | 0.6612 | 0 | 0 | 0
[7 empty] | 0.0187 |  | 0.6612 | 0 | 0 | 0
[7 empty] | 0.0187 |  | 0.6612 | 0 | 0 | 0
[7 empty] | 0.0187 |  | 0.6612 | 0 | 0 | 0
[7 empty] | 0.0187 |  | 0.6612 | 0 | 0 | 0
[7 empty] | 0.0187 |  | 0.6612 | 0 | 0 | 0
[7 empty] | 0.0187 |  | 0.6612 | 0 | 0 | 0
[7 empty] | 0.0187 |  | 0.6612 | 0 | 0 | 0
[7 empty] | 0.0187 |  | 0.6612 | 0 | 0 | 0
[7 empty] | 0.0187 |  | 0.6612 | 0 | 0 | 0
[7 empty] | 0.0187 |  | 0.6612 | 0 | 0 | 0
[7 empty] | 0.0187 |  | 0.6612 | 0 | 0 | 0
[7 empty] | 0.0187 |  | 0.6612 | 0 | 0 | 0
[7 empty] | 0.0187 |  | 0.6612 | 0 | 0 | 0
[7 empty] | 0.0187 |  | 0.6612 | 0 | 0 | 0
[7 empty] | 0.0187 |  | 0.6612 | 0 | 0 | 0
[7 empty] | 0.0187 |  | 0.6612 | 0 | 0 | 0
[7 empty] | 0.0187 |  | 0.6612 | 0 | 0 | 0
[7 empty] | 0.0187 |  | 0.6612 | 0 | 0 | 0
[7 empty] | 0.0187 |  | 0.6612 | 0 | 0 | 0
[7 empty] | 0.0187 |  | 0.6612 | 0 | 0 | 0
[7 empty] | 0.0187 |  | 0.6612 | 0 | 0 | 0
[7 empty] | 0.0187 |  | 0.6612 | 0 | 0 | 0
[7 empty] | 0.0187 |  | 0.6612 | 0 | 0 | 0
[7 empty] | 0.0187 |  | 0.6612 | 0 | 0 | 0
[7 empty] | 0.0187 |  | 0.6612 | 0 | 0 | 0
[7 empty] | 0.0187 |  | 0.6612 | 0 | 0 | 0
[7 empty] | 0.0187 |  | 0.6612 | 0 | 0 | 0
[7 empty] | 0.0187 |  | 0.6612 | 0 | 0 | 0
[7 empty] | 0.0187 |  | 0.6612 | 0 | 0 | 0
[7 empty] | 0.0187 |  | 0.6612 | 0 | 0 | 0
[7 empty] | 0.0187 |  | 0.6612 | 0 | 0 | 0
[7 empty] | 0.0187 |  | 0.6612 | 0 | 0 | 0
[7 empty] | 0.0187 |  | 0.6612 | 0 | 0 | 0
[7 empty] | 0.0187 |  | 0.6612 | 0 | 0 | 0
[7 empty] | 0.0187 |  | 0.6612 | 0 | 0 | 0
[7 empty] | 0.0187 |  | 0.6612 | 0 | 0 | 0
[7 empty] | 0.0187 |  | 0.6612 | 0 | 0 | 0
[7 empty] | 0.0187 |  | 0.6612 | 0 | 0 | 0
[7 empty] | 0.0187 |  | 0.6612 | 0 | 0 | 0
[7 empty] | 0.0187 |  | 0.6612 | 0 | 0 | 0
[7 empty] | 0.0187 |  | 0.6612 | 0 | 0 | 0
[7 empty] | 0.0187 |  | 0.6612 | 0 | 0 | 0
[7 empty] | 0.0187 |  | 0.6612 | 0 | 0 | 0
[7 empty] | 0.0187 |  | 0.6612 | 0 | 0 | 0
[7 empty] | 0.0187 |  | 0.6612 | 0 | 0 | 0
[7 empty] | 0.0187 |  | 0.6612 | 0 | 0 | 0
[7 empty] | 0.0187 |  | 0.6612 | 0 | 0 | 0
[7 empty] | 0.0187 |  | 0.6612 | 0 | 0 | 0
[7 empty] | 0.0187 |  | 0.6612 | 0 | 0 | 0
[7 empty] | 0.0187 |  | 0.6612 | 0 | 0 | 0
[7 empty] | 0.0187 |  | 0.6612 | 0 | 0 | 0
[7 empty] | 0.0187 |  | 0.6612 | 0 | 0 | 0
[7 empty] | 0.0187 |  | 0.6612 | 0 | 0 | 0
[7 empty] | 0.0187 |  | 0.6612 | 0 | 0 | 0
[7 empty] | 0.0187 |  | 0.6612 | 0 | 0 | 0
[7 empty] | 0.0187 |  | 0.6612 | 0 | 0 | 0
[7 empty] | 0.0187 |  | 0.6612 | 0 | 0 | 0
[7 empty] | 0.0187 |  | 0.6612 | 0 | 0 | 0
[7 empty] | 0.0187 |  | 0.6612 | 0 | 0 | 0
[7 empty] | 0.0187 |  | 0.6612 | 0 | 0 | 0
[7 empty] | 0.0187 |  | 0.6612 | 0 | 0 | 0
[7 empty] | 0.0187 |  | 0.6612 | 0 | 0 | 0
[7 empty] | 0.0187 |  | 0.6612 | 0 | 0 | 0
[7 empty] | 0.0187 |  | 0.6612 | 0 | 0 | 0
[7 empty] | 0.0187 |  | 0.6612 | 0 | 0 | 0
[7 empty] | 0.0187 |  | 0.6612 | 0 | 0 | 0
[7 empty] | 0.0187 |  | 0.6612 | 0 | 0 | 0
[7 empty] | 0.0187 |  | 0.6612 | 0 | 0 | 0
[7 empty] | 0.0187 |  | 0.6612 | 0 | 0 | 0
[7 empty] | 0.0187 |  | 0.6612 | 0 | 0 | 0
[7 empty] | 0.0187 |  | 0.6612 | 0 | 0 | 0
[7 empty] | 0.0187 |  | 0.6612 | 0 | 0 | 0
[7 empty] | 0.0187 |  | 0.6612 | 0 | 0 | 0
[7 empty] | 0.0187 |  | 0.6612 | 0 | 0 | 0
[7 empty] | 0.0187 |  | 0.6612 | 0 | 0 | 0
[7 empty] | 0.0187 |  | 0.6612 | 0 | 0 | 0
[7 empty] | 0.0187 |  | 0.6612 | 0 | 0 | 0
[7 empty] | 0.0187 |  | 0.6612 | 0 | 0 | 0
[7 empty] | 0.0187 |  | 0.6612 | 0 | 0 | 0
[7 empty] | 0.0187 |  | 0.6612 | 0 | 0 | 0
[7 empty] | 0.0187 |  | 0.6612 | 0 | 0 | 0
[7 empty] | 0.0187 |  | 0.6612 | 0 | 0 | 0
[7 empty] | 0.0187 |  | 0.6612 | 0 | 0 | 0
[7 empty] | 0.0187 |  | 0.6612 | 0 | 0 | 0
[7 empty] | 0.0187 |  | 0.6612 | 0 | 0 | 0
[7 empty] | 0.0187 |  | 0.6612 | 0 | 0 | 0
[7 empty] | 0.0187 |  | 0.6612 | 0 | 0 | 0
[7 empty] | 0.0187 |  | 0.6612 | 0 | 0 | 0
[7 empty] | 0.0187 |  | 0.6612 | 0 | 0 | 0
[7 empty] | 0.0187 |  | 0.6612 | 0 | 0 | 0
[7 empty] | 0.0187 |  | 0.6612 | 0 | 0 | 0
[7 empty] | 0.0187 |  | 0.6612 | 0 | 0 | 0
[7 empty] | 0.0187 |  | 0.6612 | 0 | 0 | 0
[7 empty] | 0.0187 |  | 0.6612 | 0 | 0 | 0
[7 empty] | 0.0187 |  | 0.6612 | 0 | 0 | 0
[7 empty] | 0.0187 |  | 0.6612 | 0 | 0 | 0
[7 empty] | 0.0187 |  | 0.6612 | 0 | 0 | 0
[7 empty] | 0.0187 |  | 0.6612 | 0 | 0 | 0
[7 empty] | 0.0187 |  | 0.6612 | 0 | 0 | 0
[7 empty] | 0.0187 |  | 0.6612 | 0 | 0 | 0
[7 empty] | 0.0187 |  | 0.6612 | 0 | 0 | 0
[7 empty] | 0.0187 |  | 0.6612 | 0 | 0 | 0
[7 empty] | 0.0187 |  | 0.6612 | 0 | 0 | 0
[7 empty] | 0.0187 |  | 0.6612 | 0 | 0 | 0
[7 empty] | 0.0187 |  | 0.6612 | 0 | 0 | 0
[7 empty] | 0.0187 |  | 0.6612 | 0 | 0 | 0
[7 empty] | 0.0187 |  | 0.6612 | 0 | 0 | 0
[7 empty] | 0.0187 |  | 0.6612 | 0 | 0 | 0
[7 empty] | 0.0187 |  | 0.6612 | 0 | 0 | 0
[7 empty] | 0.0187 |  | 0.6612 | 0 | 0 | 0
[7 empty] | 0.0187 |  | 0.6612 | 0 | 0 | 0
[7 empty] | 0.0187 |  | 0.6612 | 0 | 0 | 0
[7 empty] | 0.0187 |  | 0.6612 | 0 | 0 | 0
[7 empty] | 0.0187 |  | 0.6612 | 0 | 0 | 0
[7 empty] | 0.0187 |  | 0.6612 | 0 | 0 | 0
[7 empty] | 0.0187 |  | 0.6612 | 0 | 0 | 0
[7 empty] | 0.0187 |  | 0.6612 | 0 | 0 | 0
[7 empty] | 0.0187 |  | 0.6612 | 0 | 0 | 0
[7 empty] | 0.0187 |  | 0.6612 | 0 | 0 | 0
[7 empty] | 0.0187 |  | 0.6612 | 0 | 0 | 0
[7 empty] | 0.0187 |  | 0.6612 | 0 | 0 | 0
[7 empty] | 0.0187 |  | 0.6612 | 0 | 0 | 0
[7 empty] | 0.0187 |  | 0.6612 | 0 | 0 | 0
[7 empty] | 0.0187 |  | 0.6612 | 0 | 0 | 0
[7 empty] | 0.0187 |  | 0.6612 | 0 | 0 | 0
[7 empty] | 0.0187 |  | 0.6612 | 0 | 0 | 0
[7 empty] | 0.0187 |  | 0.6612 | 0 | 0 | 0
[7 empty] | 0.0187 |  | 0.6612 | 0 | 0 | 0
[7 empty] | 0.0187 |  | 0.6612 | 0 | 0 | 0
[7 empty] | 0.0187 |  | 0.6612 | 0 | 0 | 0
[7 empty] | 0.0187 |  | 0.6612 | 0 | 0 | 0
[7 empty] | 0.0187 |  | 0.6612 | 0 | 0 | 0
[7 empty] | 0.0187 |  | 0.6612 | 0 | 0 | 0
[7 empty] | 0.0187 |  | 0.6612 | 0 | 0 | 0
[7 empty] | 0.0187 |  | 0.6612 | 0 | 0 | 0
[7 empty] | 0.0187 |  | 0.6612 | 0 | 0 | 0
[7 empty] | 0.0187 |  | 0.6612 | 0 | 0 | 0
[7 empty] | 0.0187 |  | 0.6612 | 0 | 0 | 0
[7 empty] | 0.0187 |  | 0.6612 | 0 | 0 | 0
[7 empty] | 0.0187 |  | 0.6612 | 0 | 0 | 0
[7 empty] | 0.0187 |  | 0.6612 | 0 | 0 | 0
[7 empty] | 0.0187 |  | 0.6612 | 0 | 0 | 0
[7 empty] | 0.0187 |  | 0.6612 | 0 | 0 | 0
[7 empty] | 0.0187 |  | 0.6612 | 0 | 0 | 0
[7 empty] | 0.0187 |  | 0.6612 | 0 | 0 | 0
[7 empty] | 0.0187 |  | 0.6612 | 0 | 0 | 0
[7 empty] | 0.0187 |  | 0.6612 | 0 | 0 | 0
[7 empty] | 0.0187 |  | 0.6612 | 0 | 0 | 0
[7 empty] | 0.0187 |  | 0.6612 | 0 | 0 | 0
[7 empty] | 0.0187 |  | 0.6612 | 0 | 0 | 0
[7 empty] | 0.0187 |  | 0.6612 | 0 | 0 | 0
[7 empty] | 0.0187 |  | 0.6612 | 0 | 0 | 0
[7 empty] | 0.0187 |  | 0.6612 | 0 | 0 | 0
[7 empty] | 0.0187 |  | 0.6612 | 0 | 0 | 0
[7 empty] | 0.0187 |  | 0.6612 | 0 | 0 | 0
[7 empty] | 0.0187 |  | 0.6612 | 0 | 0 | 0
[7 empty] | 0.0187 |  | 0.6612 | 0 | 0 | 0
[7 empty] | 0.0187 |  | 0.6612 | 0 | 0 | 0
[7 empty] | 0.0187 |  | 0.6612 | 0 | 0 | 0
[7 empty] | 0.0187 |  | 0.6612 | 0 | 0 | 0
[7 empty] | 0.0187 |  | 0.6612 | 0 | 0 | 0
[7 empty] | 0.0187 |  | 0.6612 | 0 | 0 | 0
[7 empty] | 0.0187 |  | 0.6612 | 0 | 0 | 0
[7 empty] | 0.0187 |  | 0.6612 | 0 | 0 | 0
[7 empty] | 0.0187 |  | 0.6612 | 0 | 0 | 0
[7 empty] | 0.0187 |  | 0.6612 | 0 | 0 | 0
[7 empty] | 0.0187 |  | 0.6612 | 0 | 0 | 0
[7 empty] | 0.0187 |  | 0.6612 | 0 | 0 | 0
[7 empty] | 0.0187 |  | 0.6612 | 0 | 0 | 0
[7 empty] | 0.0187 |  | 0.6612 | 0 | 0 | 0
[7 empty] | 0.0187 |  | 0.6612 | 0 | 0 | 0
[7 empty] | 0.0187 |  | 0.6612 | 0 | 0 | 0
[7 empty] | 0.0187 |  | 0.6612 | 0 | 0 | 0
[7 empty] | 0.0187 |  | 0.6612 | 0 | 0 | 0
[7 empty] | 0.0187 |  | 0.6612 | 0 | 0 | 0
[7 empty] | 0.0187 |  | 0.6612 | 0 | 0 | 0
[7 empty] | 0.0187 |  | 0.6612 | 0 | 0 | 0
[7 empty] | 0.0187 |  | 0.6612 | 0 | 0 | 0
[7 empty] | 0.0187 |  | 0.6612 | 0 | 0 | 0
[7 empty] | 0.0187 |  | 0.6612 | 0 | 0 | 0
[7 empty] | 0.0187 |  | 0.6612 | 0 | 0 | 0
[7 empty] | 0.0187 |  | 0.6612 | 0 | 0 | 0
[7 empty] | 0.0187 |  | 0.6612 | 0 | 0 | 0
[7 empty] | 0.0187 |  | 0.6612 | 0 | 0 | 0
[7 empty] | 0.0187 |  | 0.6612 | 0 | 0 | 0
[7 empty] | 0.0187 |  | 0.6612 | 0 | 0 | 0
[7 empty] | 0.0187 |  | 0.6612 | 0 | 0 | 0
[7 empty] | 0.0187 |  | 0.6612 | 0 | 0 | 0
[7 empty] | 0.0187 |  | 0.6612 | 0 | 0 | 0
[7 empty] | 0.0187 |  | 0.6612 | 0 | 0 | 0
[7 empty] | 0.0187 |  | 0.6612 | 0 | 0 | 0
[7 empty] | 0.0187 |  | 0.6612 | 0 | 0 | 0
[7 empty] | 0.0187 |  | 0.6612 | 0 | 0 | 0
[7 empty] | 0.0187 |  | 0.6612 | 0 | 0 | 0
[7 empty] | 0.0187 |  | 0.6612 | 0 | 0 | 0
[7 empty] | 0.0187 |  | 0.6612 | 0 | 0 | 0
[7 empty] | 0.0187 |  | 0.6612 | 0 | 0 | 0
[7 empty] | 0.0187 |  | 0.6612 | 0 | 0 | 0
[7 empty] | 0.0187 |  | 0.6612 | 0 | 0 | 0
[7 empty] | 0.0187 |  | 0.6612 | 0 | 0 | 0
[7 empty] | 0.0187 |  | 0.6612 | 0 | 0 | 0
[7 empty] | 0.0187 |  | 0.6612 | 0 | 0 | 0
[7 empty] | 0.0187 |  | 0.6612 | 0 | 0 | 0
[7 empty] | 0.0187 |  | 0.6612 | 0 | 0 | 0
[7 empty] | 0.0187 |  | 0.6612 | 0 | 0 | 0
[7 empty] | 0.0187 |  | 0.6612 | 0 | 0 | 0
[7 empty] | 0.0187 |  | 0.6612 | 0 | 0 | 0
[7 empty] | 0.0187 |  | 0.6612 | 0 | 0 | 0
[7 empty] | 0.0187 |  | 0.6612 | 0 | 0 | 0
[7 empty] | 0.0187 |  | 0.6612 | 0 | 0 | 0
[7 empty] | 0.0187 |  | 0.6612 | 0 | 0 | 0
[7 empty] | 0.0187 |  | 0.6612 | 0 | 0 | 0
[7 empty] | 0.0187 |  | 0.6612 | 0 | 0 | 0
[7 empty] | 0.0187 |  | 0.6612 | 0 | 0 | 0
[7 empty] | 0.0187 |  | 0.6612 | 0 | 0 | 0
[7 empty] | 0.0187 |  | 0.6612 | 0 | 0 | 0
[7 empty] | 0.0187 |  | 0.6612 | 0 | 0 | 0
[7 empty] | 0.0187 |  | 0.6612 | 0 | 0 | 0
[7 empty] | 0.0187 |  | 0.6612 | 0 | 0 | 0
[7 empty] | 0.0187 |  | 0.6612 | 0 | 0 | 0
[7 empty] | 0.0187 |  | 0.6612 | 0 | 0 | 0
[7 empty] | 0.0187 |  | 0.6612 | 0 | 0 | 0
[7 empty] | 0.0187 |  | 0.6612 | 0 | 0 | 0
[7 empty] | 0.0187 |  | 0.6612 | 0 | 0 | 0
[7 empty] | 0.0187 |  | 0.6612 | 0 | 0 | 0
[7 empty] | 0.0187 |  | 0.6612 | 0 | 0 | 0
[7 empty] | 0.0187 |  | 0.6612 | 0 | 0 | 0
[7 empty] | 0.0187 |  | 0.6612 | 0 | 0 | 0
[7 empty] | 0.0187 |  | 0.6612 | 0 | 0 | 0
[7 empty] | 0.0187 |  | 0.6612 | 0 | 0 | 0
[7 empty] | 0.0187 |  | 0.6612 | 0 | 0 | 0
[7 empty] | 0.0187 |  | 0.6612 | 0 | 0 | 0
[7 empty] | 0.0187 |  | 0.6612 | 0 | 0 | 0
[7 empty] | 0.0187 |  | 0.6612 | 0 | 0 | 0
[7 empty] | 0.0187 |  | 0.6612 | 0 | 0 | 0
[7 empty] | 0.0187 |  | 0.6612 | 0 | 0 | 0
[7 empty] | 0.0187 |  | 0.6612 | 0 | 0 | 0
[7 empty] | 0.0187 |  | 0.6612 | 0 | 0 | 0
[7 empty] | 0.0187 |  | 0.6612 | 0 | 0 | 0
[7 empty] | 0.0187 |  | 0.6612 | 0 | 0 | 0
[7 empty] | 0.0187 |  | 0.6612 | 0 | 0 | 0
[7 empty] | 0.0187 |  | 0.6612 | 0 | 0 | 0
[7 empty] | 0.0187 |  | 0.6612 | 0 | 0 | 0
[7 empty] | 0.0187 |  | 0.6612 | 0 | 0 | 0
[7 empty] | 0.0187 |  | 0.6612 | 0 | 0 | 0
[7 empty] | 0.0187 |  | 0.6612 | 0 | 0 | 0
[7 empty] | 0.0187 |  | 0.6612 | 0 | 0 | 0
[7 empty] | 0.0187 |  | 0.6612 | 0 | 0 | 0
[7 empty] | 0.0187 |  | 0.6612 | 0 | 0 | 0
[7 empty] | 0.0187 |  | 0.6612 | 0 | 0 | 0
[7 empty] | 0.0187 |  | 0.6612 | 0 | 0 | 0
[7 empty] | 0.0187 |  | 0.6612 | 0 | 0 | 0
[7 empty] | 0.0187 |  | 0.6612 | 0 | 0 | 0
[7 empty] | 0.0187 |  | 0.6612 | 0 | 0 | 0
[7 empty] | 0.0187 |  | 0.6612 | 0 | 0 | 0
[7 empty] | 0.0187 |  | 0.6612 | 0 | 0 | 0
[7 empty] | 0.0187 |  | 0.6612 | 0 | 0 | 0
[7 empty] | 0.0187 |  | 0.6612 | 0 | 0 | 0
[7 empty] | 0.0187 |  | 0.6612 | 0 | 0 | 0
[7 empty] | 0.0187 |  | 0.6612 | 0 | 0 | 0
[7 empty] | 0.0187 |  | 0.6612 | 0 | 0 | 0
[7 empty] | 0.0187 |  | 0.6612 | 0 | 0 | 0
[7 empty] | 0.0187 |  | 0.6612 | 0 | 0 | 0
[7 empty] | 0.0187 |  | 0.6612 | 0 | 0 | 0
[7 empty] | 0.0187 |  | 0.6612 | 0 | 0 | 0
[7 empty] | 0.0187 |  | 0.6612 | 0 | 0 | 0
[7 empty] | 0.0187 |  | 0.6612 | 0 | 0 | 0
[7 empty] | 0.0187 |  | 0.6612 | 0 | 0 | 0
[7 empty] | 0.0187 |  | 0.6612 | 0 | 0 | 0
[7 empty] | 0.0187 |  | 0.6612 | 0 | 0 | 0
[7 empty] | 0.0187 |  | 0.6612 | 0 | 0 | 0
[7 empty] | 0.0187 |  | 0.6612 | 0 | 0 | 0
[7 empty] | 0.0187 |  | 0.6612 | 0 | 0 | 0
[7 empty] | 0.0187 |  | 0.6612 | 0 | 0 | 0
[7 empty] | 0.0187 |  | 0.6612 | 0 | 0 | 0
[7 empty] | 0.0187 |  | 0.6612 | 0 | 0 | 0
[7 empty] | 0.0187 |  | 0.6612 | 0 | 0 | 0
[7 empty] | 0.0187 |  | 0.6612 | 0 | 0 | 0
[7 empty] | 0.0187 |  | 0.6612 | 0 | 0 | 0
[7 empty] | 0.0187 |  | 0.6612 | 0 | 0 | 0
[7 empty] | 0.0187 |  | 0.6612 | 0 | 0 | 0
[7 empty] | 0.0187 |  | 0.6612 | 0 | 0 | 0
[7 empty] | 0.0187 |  | 0.6612 | 0 | 0 | 0
[7 empty] | 0.0187 |  | 0.6612 | 0 | 0 | 0
[7 empty] | 0.0187 |  | 0.6612 | 0 | 0 | 0
[7 empty] | 0.0187 |  | 0.6612 | 0 | 0 | 0
[7 empty] | 0.0187 |  | 0.6612 | 0 | 0 | 0
[7 empty] | 0.0187 |  | 0.6612 | 0 | 0 | 0
[7 empty] | 0.0187 |  | 0.6612 | 0 | 0 | 0
[7 empty] | 0.0187 |  | 0.6612 | 0 | 0 | 0
[7 empty] | 0.0187 |  | 0.6612 | 0 | 0 | 0
[7 empty] | 0.0187 |  | 0.6612 | 0 | 0 | 0
[7 empty] | 0.0187 |  | 0.6612 | 0 | 0 | 0
[7 empty] | 0.0187 |  | 0.6612 | 0 | 0 | 0
[7 empty] | 0.0187 |  | 0.6612 | 0 | 0 | 0
[7 empty] | 0.0187 |  | 0.6612 | 0 | 0 | 0
[7 empty] | 0.0187 |  | 0.6612 | 0 | 0 | 0
[7 empty] | 0.0187 |  | 0.6612 | 0 | 0 | 0
[7 empty] | 0.0187 |  | 0.6612 | 0 | 0 | 0
[7 empty] | 0.0187 |  | 0.6612 | 0 | 0 | 0
[7 empty] | 0.0187 |  | 0.6612 | 0 | 0 | 0
[7 empty] | 0.0187 |  | 0.6612 | 0 | 0 | 0
[7 empty] | 0.0187 |  | 0.6612 | 0 | 0 | 0
[7 empty] | 0.0187 |  | 0.6612 | 0 | 0 | 0
[7 empty] | 0.0187 |  | 0.6612 | 0 | 0 | 0
[7 empty] | 0.0187 |  | 0.6612 | 0 | 0 | 0
[7 empty] | 0.0187 |  | 0.6612 | 0 | 0 | 0
[7 empty] | 0.0187 |  | 0.6612 | 0 | 0 | 0
[7 empty] | 0.0187 |  | 0.6612 | 0 | 0 | 0
[7 empty] | 0.0187 |  | 0.6612 | 0 | 0 | 0
[7 empty] | 0.0187 |  | 0.6612 | 0 | 0 | 0
[7 empty] | 0.0187 |  | 0.6612 | 0 | 0 | 0
[7 empty] | 0.0187 |  | 0.6612 | 0 | 0 | 0
[7 empty] | 0.0187 |  | 0.6612 | 0 | 0 | 0
[7 empty] | 0.0187 |  | 0.6612 | 0 | 0 | 0
[7 empty] | 0.0187 |  | 0.6612 | 0 | 0 | 0
[7 empty] | 0.0187 |  | 0.6612 | 0 | 0 | 0
[7 empty] | 0.0187 |  | 0.6612 | 0 | 0 | 0
[7 empty] | 0.0187 |  | 0.6612 | 0 | 0 | 0
[7 empty] | 0.0187 |  | 0.6612 | 0 | 0 | 0
[7 empty] | 0.0187 |  | 0.6612 | 0 | 0 | 0
[7 empty] | 0.0187 |  | 0.6612 | 0 | 0 | 0
[7 empty] | 0.0187 |  | 0.6612 | 0 | 0 | 0
[7 empty] | 0.0187 |  | 0.6612 | 0 | 0 | 0
[7 empty] | 0.0187 |  | 0.6612 | 0 | 0 | 0
[7 empty] | 0.0187 |  | 0.6612 | 0 | 0 | 0
[7 empty] | 0.0187 |  | 0.6612 | 0 | 0 | 0
[7 empty] | 0.0187 |  | 0.6612 | 0 | 0 | 0
[7 empty] | 0.0187 |  | 0.6612 | 0 | 0 | 0
[7 empty] | 0.0187 |  | 0.6612 | 0 | 0 | 0
[7 empty] | 0.0187 |  | 0.6612 | 0 | 0 | 0
[7 empty] | 0.0187 |  | 0.6612 | 0 | 0 | 0
[7 empty] | 0.0187 |  | 0.6612 | 0 | 0 | 0
[7 empty] | 0.0187 |  | 0.6612 | 0 | 0 | 0
[7 empty] | 0.0187 |  | 0.6612 | 0 | 0 | 0
[7 empty] | 0.0187 |  | 0.6612 | 0 | 0 | 0
[7 empty] | 0.0187 |  | 0.6612 | 0 | 0 | 0
[7 empty] | 0.0187 |  | 0.6612 | 0 | 0 | 0
[7 empty] | 0.0187 |  | 0.6612 | 0 | 0 | 0
[7 empty] | 0.0187 |  | 0.6612 | 0 | 0 | 0
[7 empty] | 0.0187 |  | 0.6612 | 0 | 0 | 0
[7 empty] | 0.0187 |  | 0.6612 | 0 | 0 | 0
[7 empty] | 0.0187 |  | 0.6612 | 0 | 0 | 0
[7 empty] | 0.0187 |  | 0.6612 | 0 | 0 | 0
[7 empty] | 0.0187 |  | 0.6612 | 0 | 0 | 0
[7 empty] | 0.0187 |  | 0.6612 | 0 | 0 | 0
[7 empty] | 0.0187 |  | 0.6612 | 0 | 0 | 0
[7 empty] | 0.0187 |  | 0.6612 | 0 | 0 | 0
[7 empty] | 0.0187 |  | 0.6612 | 0 | 0 | 0
[7 empty] | 0.0187 |  | 0.6612 | 0 | 0 | 0
[7 empty] | 0.0187 |  | 0.6612 | 0 | 0 | 0
[7 empty] | 0.0187 |  | 0.6612 | 0 | 0 | 0
[7 empty] | 0.0187 |  | 0.6612 | 0 | 0 | 0
[7 empty] | 0.0187 |  | 0.6612 | 0 | 0 | 0
[7 empty] | 0.0187 |  | 0.6612 | 0 | 0 | 0
[7 empty] | 0.0187 |  | 0.6612 | 0 | 0 | 0
[7 empty] | 0.0187 |  | 0.6612 | 0 | 0 | 0
[7 empty] | 0.0187 |  | 0.6612 | 0 | 0 | 0
[7 empty] | 0.0187 |  | 0.6612 | 0 | 0 | 0
[7 empty] | 0.0187 |  | 0.6612 | 0 | 0 | 0
[7 empty] | 0.0187 |  | 0.6612 | 0 | 0 | 0
[7 empty] | 0.0187 |  | 0.6612 | 0 | 0 | 0
[7 empty] | 0.0187 |  | 0.6612 | 0 | 0 | 0
[7 empty] | 0.0187 |  | 0.6612 | 0 | 0 | 0
[7 empty] | 0.0187 |  | 0.6612 | 0 | 0 | 0
[7 empty] | 0.0187 |  | 0.6612 | 0 | 0 | 0
[7 empty] | 0.0187 |  | 0.6612 | 0 | 0 | 0
[7 empty] | 0.0187 |  | 0.6612 | 0 | 0 | 0
[7 empty] | 0.0187 |  | 0.6612 | 0 | 0 | 0
[7 empty] | 0.0187 |  | 0.6612 | 0 | 0 | 0
[7 empty] | 0.0187 |  | 0.6612 | 0 | 0 | 0
[7 empty] | 0.0187 |  | 0.6612 | 0 | 0 | 0
[7 empty] | 0.0187 |  | 0.6612 | 0 | 0 | 0
[7 empty] | 0.0187 |  | 0.6612 | 0 | 0 | 0
[7 empty] | 0.0187 |  | 0.6612 | 0 | 0 | 0
[7 empty] | 0.0187 |  | 0.6612 | 0 | 0 | 0
[7 empty] | 0.0187 |  | 0.6612 | 0 | 0 | 0
[7 empty] | 0.0187 |  | 0.6612 | 0 | 0 | 0
[7 empty] | 0.0187 |  | 0.6612 | 0 | 0 | 0
[7 empty] | 0.0187 |  | 0.6612 | 0 | 0 | 0
[7 empty] | 0.0187 |  | 0.6612 | 0 | 0 | 0
[7 empty] | 0.0187 |  | 0.6612 | 0 | 0 | 0
[7 empty] | 0.0187 |  | 0.6612 | 0 | 0 | 0
[7 empty] | 0.0187 |  | 0.6612 | 0 | 0 | 0
[7 empty] | 0.0187 |  | 0.6612 | 0 | 0 | 0
[7 empty] | 0.0187 |  | 0.6612 | 0 | 0 | 0
[7 empty] | 0.0187 |  | 0.6612 | 0 | 0 | 0
[7 empty] | 0.0187 |  | 0.6612 | 0 | 0 | 0
[7 empty] | 0.0187 |  | 0.6612 | 0 | 0 | 0
[7 empty] | 0.0187 |  | 0.6612 | 0 | 0 | 0
[7 empty] | 0.0187 |  | 0.6612 | 0 | 0 | 0
[7 empty] | 0.0187 |  | 0.6612 | 0 | 0 | 0
[7 empty] | 0.0187 |  | 0.6612 | 0 | 0 | 0
[7 empty] | 0.0187 |  | 0.6612 | 0 | 0 | 0
[7 empty] | 0.0187 |  | 0.6612 | 0 | 0 | 0
[7 empty] | 0.0187 |  | 0.6612 | 0 | 0 | 0
[7 empty] | 0.0187 |  | 0.6612 | 0 | 0 | 0
[7 empty] | 0.0187 |  | 0.6612 | 0 | 0 | 0
[7 empty] | 0.0187 |  | 0.6612 | 0 | 0 | 0
[7 empty] | 0.0187 |  | 0.6612 | 0 | 0 | 0
[7 empty] | 0.0187 |  | 0.6612 | 0 | 0 | 0
[7 empty] | 0.0187 |  | 0.6612 | 0 | 0 | 0
[7 empty] | 0.0187 |  | 0.6612 | 0 | 0 | 0
[7 empty] | 0.0187 |  | 0.6612 | 0 | 0 | 0
[7 empty] | 0.0187 |  | 0.6612 | 0 | 0 | 0
[7 empty] | 0.0187 |  | 0.6612 | 0 | 0 | 0
[7 empty] | 0.0187 |  | 0.6612 | 0 | 0 | 0
[7 empty] | 0.0187 |  | 0.6612 | 0 | 0 | 0
[7 empty] | 0.0187 |  | 0.6612 | 0 | 0 | 0
[7 empty] | 0.0187 |  | 0.6612 | 0 | 0 | 0
[7 empty] | 0.0187 |  | 0.6612 | 0 | 0 | 0
[7 empty] | 0.0187 |  | 0.6612 | 0 | 0 | 0
[7 empty] | 0.0187 |  | 0.6612 | 0 | 0 | 0
[7 empty] | 0.0187 |  | 0.6612 | 0 | 0 | 0
[7 empty] | 0.0187 |  | 0.6612 | 0 | 0 | 0
[7 empty] | 0.0187 |  | 0.6612 | 0 | 0 | 0
[7 empty] | 0.0187 |  | 0.6612 | 0 | 0 | 0
[7 empty] | 0.0187 |  | 0.6612 | 0 | 0 | 0
[7 empty] | 0.0187 |  | 0.6612 | 0 | 0 | 0
[7 empty] | 0.0187 |  | 0.6612 | 0 | 0 | 0
[7 empty] | 0.0187 |  | 0.6612 | 0 | 0 | 0
[7 empty] | 0.0187 |  | 0.6612 | 0 | 0 | 0
[7 empty] | 0.0187 |  | 0.6612 | 0 | 0 | 0
[7 empty] | 0.0187 |  | 0.6612 | 0 | 0 | 0
[7 empty] | 0.0187 |  | 0.6612 | 0 | 0 | 0
[7 empty] | 0.0187 |  | 0.6612 | 0 | 0 | 0
[7 empty] | 0.0187 |  | 0.6612 | 0 | 0 | 0
[7 empty] | 0.0187 |  | 0.6612 | 0 | 0 | 0
[7 empty] | 0.0187 |  | 0.6612 | 0 | 0 | 0
[7 empty] | 0.0187 |  | 0.6612 | 0 | 0 | 0
[7 empty] | 0.0187 |  | 0.6612 | 0 | 0 | 0
[7 empty] | 0.0187 |  | 0.6612 | 0 | 0 | 0
[7 empty] | 0.0187 |  | 0.6612 | 0 | 0 | 0
[7 empty] | 0.0187 |  | 0.6612 | 0 | 0 | 0
[7 empty] | 0.0187 |  | 0.6612 | 0 | 0 | 0
[7 empty] | 0.0187 |  | 0.6612 | 0 | 0 | 0
[7 empty] | 0.0187 |  | 0.6612 | 0 | 0 | 0
[7 empty] | 0.0187 |  | 0.6612 | 0 | 0 | 0
[7 empty] | 0.0187 |  | 0.6612 | 0 | 0 | 0
[7 empty] | 0.0187 |  | 0.6612 | 0 | 0 | 0
[7 empty] | 0.0187 |  | 0.6612 | 0 | 0 | 0
[7 empty] | 0.0187 |  | 0.6612 | 0 | 0 | 0
[7 empty] | 0.0187 |  | 0.6612 | 0 | 0 | 0
[7 empty] | 0.0187 |  | 0.6612 | 0 | 0 | 0
[7 empty] | 0.0187 |  | 0.6612 | 0 | 0 | 0
[7 empty] | 0.0187 |  | 0.6612 | 0 | 0 | 0
[7 empty] | 0.0187 |  | 0.6612 | 0 | 0 | 0
[7 empty] | 0.0187 |  | 0.6612 | 0 | 0 | 0
[7 empty] | 0.0187 |  | 0.6612 | 0 | 0 | 0
[7 empty] | 0.0187 |  | 0.6612 | 0 | 0 | 0
[7 empty] | 0.0187 |  | 0.6612 | 0 | 0 | 0
[7 empty] | 0.0187 |  | 0.6612 | 0 | 0 | 0
[7 empty] | 0.0187 |  | 0.6612 | 0 | 0 | 0
[7 empty] | 0.0187 |  | 0.6612 | 0 | 0 | 0
[7 empty] | 0.0187 |  | 0.6612 | 0 | 0 | 0
[7 empty] | 0.0187 |  | 0.6612 | 0 | 0 | 0
[7 empty] | 0.0187 |  | 0.6612 | 0 | 0 | 0
[7 empty] | 0.0187 |  | 0.6612 | 0 | 0 | 0
[7 empty] | 0.0187 |  | 0.6612 | 0 | 0 | 0
[7 empty] | 0.0187 |  | 0.6612 | 0 | 0 | 0
[7 empty] | 0.0187 |  | 0.6612 | 0 | 0 | 0
[7 empty] | 0.0187 |  | 0.6612 | 0 | 0 | 0
[7 empty] | 0.0187 |  | 0.6612 | 0 | 0 | 0
[7 empty] | 0.0187 |  | 0.6612 | 0 | 0 | 0
[7 empty] | 0.0187 |  | 0.6612 | 0 | 0 | 0
[7 empty] | 0.0187 |  | 0.6612 | 0 | 0 | 0
[7 empty] | 0.0187 |  | 0.6612 | 0 | 0 | 0
[7 empty] | 0.0187 |  | 0.6612 | 0 | 0 | 0
[7 empty] | 0.0187 |  | 0.6612 | 0 | 0 | 0
[7 empty] | 0.0187 |  | 0.6612 | 0 | 0 | 0
[7 empty] | 0.0187 |  | 0.6612 | 0 | 0 | 0
[7 empty] | 0.0187 |  | 0.6612 | 0 | 0 | 0
[7 empty] | 0.0187 |  | 0.6612 | 0 | 0 | 0
[7 empty] | 0.0187 |  | 0.6612 | 0 | 0 | 0
[7 empty] | 0.0187 |  | 0.6612 | 0 | 0 | 0
[7 empty] | 0.0187 |  | 0.6612 | 0 | 0 | 0
[7 empty] | 0.0187 |  | 0.6612 | 0 | 0 | 0
[7 empty] | 0.0187 |  | 0.6612 | 0 | 0 | 0
[7 empty] | 0.0187 |  | 0.6612 | 0 | 0 | 0
[7 empty] | 0.0187 |  | 0.6612 | 0 | 0 | 0
[7 empty] | 0.0187 |  | 0.6612 | 0 | 0 | 0
[7 empty] | 0.0187 |  | 0.6612 | 0 | 0 | 0
[7 empty] | 0.0187 |  | 0.6612 | 0 | 0 | 0
[7 empty] | 0.0187 |  | 0.6612 | 0 | 0 | 0
[7 empty] | 0.0187 |  | 0.6612 | 0 | 0 | 0
[7 empty] | 0.0187 |  | 0.6612 | 0 | 0 | 0
[7 empty] | 0.0187 |  | 0.6612 | 0 | 0 | 0
[7 empty] | 0.0187 |  | 0.6612 | 0 | 0 | 0
[7 empty] | 0.0187 |  | 0.6612 | 0 | 0 | 0
[7 empty] | 0.0187 |  | 0.6612 | 0 | 0 | 0
[7 empty] | 0.0187 |  | 0.6612 | 0 | 0 | 0
[7 empty] | 0.0187 |  | 0.6612 | 0 | 0 | 0
[7 empty] | 0.0187 |  | 0.6612 | 0 | 0 | 0
[7 empty] | 0.0187 |  | 0.6612 | 0 | 0 | 0
[7 empty] | 0.0187 |  | 0.6612 | 0 | 0 | 0
[7 empty] | 0.0187 |  | 0.6612 | 0 | 0 | 0
[7 empty] | 0.0187 |  | 0.6612 | 0 | 0 | 0
[7 empty] | 0.0187 |  | 0.6612 | 0 | 0 | 0
[7 empty] | 0.0187 |  | 0.6612 | 0 | 0 | 0
[7 empty] | 0.0187 |  | 0.6612 | 0 | 0 | 0
[7 empty] | 0.0187 |  | 0.6612 | 0 | 0 | 0
[7 empty] | 0.0187 |  | 0.6612 | 0 | 0 | 0
[7 empty] | 0.0187 |  | 0.6612 | 0 | 0 | 0
[7 empty] | 0.0187 |  | 0.6612 | 0 | 0 | 0
[7 empty] | 0.0187 |  | 0.6612 | 0 | 0 | 0
[7 empty] | 0.0187 |  | 0.6612 | 0 | 0 | 0
[7 empty] | 0.0187 |  | 0.6612 | 0 | 0 | 0
[7 empty] | 0.0187 |  | 0.6612 | 0 | 0 | 0
[7 empty] | 0.0187 |  | 0.6612 | 0 | 0 | 0
[7 empty] | 0.0187 |  | 0.6612 | 0 | 0 | 0
[7 empty] | 0.0187 |  | 0.6612 | 0 | 0 | 0
[7 empty] | 0.0187 |  | 0.6612 | 0 | 0 | 0
[7 empty] | 0.0187 |  | 0.6612 | 0 | 0 | 0
[7 empty] | 0.0187 |  | 0.6612 | 0 | 0 | 0
[7 empty] | 0.0187 |  | 0.6612 | 0 | 0 | 0
[7 empty] | 0.0187 |  | 0.6612 | 0 | 0 | 0
[7 empty] | 0.0187 |  | 0.6612 | 0 | 0 | 0
[7 empty] | 0.0187 |  | 0.6612 | 0 | 0 | 0
[7 empty] | 0.0187 |  | 0.6612 | 0 | 0 | 0
[7 empty] | 0.0187 |  | 0.6612 | 0 | 0 | 0
[7 empty] | 0.0187 |  | 0.6612 | 0 | 0 | 0
[7 empty] | 0.0187 |  | 0.6612 | 0 | 0 | 0
[7 empty] | 0.0187 |  | 0.6612 | 0 | 0 | 0
[7 empty] | 0.0187 |  | 0.6612 | 0 | 0 | 0
[7 empty] | 0.0187 |  | 0.6612 | 0 | 0 | 0
[7 empty] | 0.0187 |  | 0.6612 | 0 | 0 | 0
[7 empty] | 0.0187 |  | 0.6612 | 0 | 0 | 0
[7 empty] | 0.0187 |  | 0.6612 | 0 | 0 | 0
[7 empty] | 0.0187 |  | 0.6612 | 0 | 0 | 0
[7 empty] | 0.0187 |  | 0.6612 | 0 | 0 | 0
[7 empty] | 0.0187 |  | 0.6612 | 0 | 0 | 0
[7 empty] | 0.0187 |  | 0.6612 | 0 | 0 | 0
[7 empty] | 0.0187 |  | 0.6612 | 0 | 0 | 0
[7 empty] | 0.0187 |  | 0.6612 | 0 | 0 | 0
[7 empty] | 0.0187 |  | 0.6612 | 0 | 0 | 0
[7 empty] | 0.0187 |  | 0.6612 | 0 | 0 | 0
[7 empty] | 0.0187 |  | 0.6612 | 0 | 0 | 0
[7 empty] | 0.0187 |  | 0.6612 | 0 | 0 | 0
[7 empty] | 0.0187 |  | 0.6612 | 0 | 0 | 0
[7 empty] | 0.0187 |  | 0.6612 | 0 | 0 | 0
[7 empty] | 0.0187 |  | 0.6612 | 0 | 0 | 0
[7 empty] | 0.0187 |  | 0.6612 | 0 | 0 | 0
[7 empty] | 0.0187 |  | 0.6612 | 0 | 0 | 0
[7 empty] | 0.0187 |  | 0.6612 | 0 | 0 | 0
[7 empty] | 0.0187 |  | 0.6612 | 0 | 0 | 0
[7 empty] | 0.0187 |  | 0.6612 | 0 | 0 | 0
[7 empty] | 0.0187 |  | 0.6612 | 0 | 0 | 0
[7 empty] | 0.0187 |  | 0.6612 | 0 | 0 | 0
[7 empty] | 0.0187 |  | 0.6612 | 0 | 0 | 0
[7 empty] | 0.0187 |  | 0.6612 | 0 | 0 | 0
[7 empty] | 0.0187 |  | 0.6612 | 0 | 0 | 0
[7 empty] | 0.0187 |  | 0.6612 | 0 | 0 | 0
[7 empty] | 0.0187 |  | 0.6612 | 0 | 0 | 0
[7 empty] | 0.0187 |  | 0.6612 | 0 | 0 | 0
[7 empty] | 0.0187 |  | 0.6612 | 0 | 0 | 0
[7 empty] | 0.0187 |  | 0.6612 | 0 | 0 | 0
[7 empty] | 0.0187 |  | 0.6612 | 0 | 0 | 0
[7 empty] | 0.0187 |  | 0.6612 | 0 | 0 | 0
[7 empty] | 0.0187 |  | 0.6612 | 0 | 0 | 0
[7 empty] | 0.0187 |  | 0.6612 | 0 | 0 | 0
[7 empty] | 0.0187 |  | 0.6612 | 0 | 0 | 0
[7 empty] | 0.0187 |  | 0.6612 | 0 | 0 | 0
[7 empty] | 0.0187 |  | 0.6612 | 0 | 0 | 0
[7 empty] | 0.0187 |  | 0.6612 | 0 | 0 | 0
[7 empty] | 0.0187 |  | 0.6612 | 0 | 0 | 0
[7 empty] | 0.0187 |  | 0.6612 | 0 | 0 | 0
[7 empty] | 0.0187 |  | 0.6612 | 0 | 0 | 0
[7 empty] | 0.0187 |  | 0.6612 | 0 | 0 | 0
[7 empty] | 0.0187 |  | 0.6612 | 0 | 0 | 0
[7 empty] | 0.0187 |  | 0.6612 | 0 | 0 | 0
[7 empty] | 0.0187 |  | 0.6612 | 0 | 0 | 0
[7 empty] | 0.0187 |  | 0.6612 | 0 | 0 | 0
[7 empty] | 0.0187 |  | 0.6612 | 0 | 0 | 0
[7 empty] | 0.0187 |  | 0.6612 | 0 | 0 | 0
[7 empty] | 0.0187 |  | 0.6612 | 0 | 0 | 0
[7 empty] | 0.0187 |  | 0.6612 | 0 | 0 | 0
[7 empty] | 0.0187 |  | 0.6612 | 0 | 0 | 0
[7 empty] | 0.0187 |  | 0.6612 | 0 | 0 | 0
[7 empty] | 0.0187 |  | 0.6612 | 0 | 0 | 0
[7 empty] | 0.0187 |  | 0.6612 | 0 | 0 | 0
[7 empty] | 0.0187 |  | 0.6612 | 0 | 0 | 0
[7 empty] | 0.0187 |  | 0.6612 | 0 | 0 | 0
[7 empty] | 0.0187 |  | 0.6612 | 0 | 0 | 0
[7 empty] | 0.0187 |  | 0.6612 | 0 | 0 | 0
[7 empty] | 0.0187 |  | 0.6612 | 0 | 0 | 0
[7 empty] | 0.0187 |  | 0.6612 | 0 | 0 | 0
[7 empty] | 0.0187 |  | 0.6612 | 0 | 0 | 0
[7 empty] | 0.0187 |  | 0.6612 | 0 | 0 | 0
[7 empty] | 0.0187 |  | 0.6612 | 0 | 0 | 0
[7 empty] | 0.0187 |  | 0.6612 | 0 | 0 | 0
[7 empty] | 0.0187 |  | 0.6612 | 0 | 0 | 0
[7 empty] | 0.0187 |  | 0.6612 | 0 | 0 | 0
[7 empty] | 0.0187 |  | 0.6612 | 0 | 0 | 0
[7 empty] | 0.0187 |  | 0.6612 | 0 | 0 | 0
[7 empty] | 0.0187 |  | 0.6612 | 0 | 0 | 0
[7 empty] | 0.0187 |  | 0.6612 | 0 | 0 | 0
[7 empty] | 0.0187 |  | 0.6612 | 0 | 0 | 0
[7 empty] | 0.0187 |  | 0.6612 | 0 | 0 | 0
[7 empty] | 0.0187 |  | 0.6612 | 0 | 0 | 0
[7 empty] | 0.0187 |  | 0.6612 | 0 | 0 | 0
[7 empty] | 0.0187 |  | 0.6612 | 0 | 0 | 0
[7 empty] | 0.0187 |  | 0.6612 | 0 | 0 | 0
[7 empty] | 0.0187 |  | 0.6612 | 0 | 0 | 0
[7 empty] | 0.0187 |  | 0.6612 | 0 | 0 | 0
[7 empty] | 0.0187 |  | 0.6612 | 0 | 0 | 0
[7 empty] | 0.0187 |  | 0.6612 | 0 | 0 | 0
[7 empty] | 0.0187 |  | 0.6612 | 0 | 0 | 0
[7 empty] | 0.0187 |  | 0.6612 | 0 | 0 | 0
[7 empty] | 0.0187 |  | 0.6612 | 0 | 0 | 0
[7 empty] | 0.0187 |  | 0.6612 | 0 | 0 | 0
[7 empty] | 0.0187 |  | 0.6612 | 0 | 0 | 0
[7 empty] | 0.0187 |  | 0.6612 | 0 | 0 | 0
[7 empty] | 0.0187 |  | 0.6612 | 0 | 0 | 0
[7 empty] | 0.0187 |  | 0.6612 | 0 | 0 | 0
[7 empty] | 0.0187 |  | 0.6612 | 0 | 0 | 0
[7 empty] | 0.0187 |  | 0.6612 | 0 | 0 | 0
[7 empty] | 0.0187 |  | 0.6612 | 0 | 0 | 0
[7 empty] | 0.0187 |  | 0.6612 | 0 | 0 | 0
[7 empty] | 0.0187 |  | 0.6612 | 0 | 0 | 0
[7 empty] | 0.0187 |  | 0.6612 | 0 | 0 | 0
[7 empty] | 0.0187 |  | 0.6612 | 0 | 0 | 0
[7 empty] | 0.0187 |  | 0.6612 | 0 | 0 | 0
[7 empty] | 0.0187 |  | 0.6612 | 0 | 0 | 0
[7 empty] | 0.0187 |  | 0.6612 | 0 | 0 | 0
[7 empty] | 0.0187 |  | 0.6612 | 0 | 0 | 0
[7 empty] | 0.0187 |  | 0.6612 | 0 | 0 | 0
[7 empty] | 0.0187 |  | 0.6612 | 0 | 0 | 0
[7 empty] | 0.0187 |  | 0.6612 | 0 | 0 | 0
[7 empty] | 0.0187 |  | 0.6612 | 0 | 0 | 0
[7 empty] | 0.0187 |  | 0.6612 | 0 | 0 | 0
[7 empty] | 0.0187 |  | 0.6612 | 0 | 0 | 0
[7 empty] | 0.0187 |  | 0.6612 | 0 | 0 | 0
[7 empty] | 0.0187 |  | 0.6612 | 0 | 0 | 0
[7 empty] | 0.0187 |  | 0.6612 | 0 | 0 | 0
[7 empty] | 0.0187 |  | 0.6612 | 0 | 0 | 0
[7 empty] | 0.0187 |  | 0.6612 | 0 | 0 | 0
[7 empty] | 0.0187 |  | 0.6612 | 0 | 0 | 0
[7 empty] | 0.0187 |  | 0.6612 | 0 | 0 | 0
[7 empty] | 0.0187 |  | 0.6612 | 0 | 0 | 0
[7 empty] | 0.0187 |  | 0.6612 | 0 | 0 | 0
[7 empty] | 0.0187 |  | 0.6612 | 0 | 0 | 0
[7 empty] | 0.0187 |  | 0.6612 | 0 | 0 | 0
[7 empty] | 0.0187 |  | 0.6612 | 0 | 0 | 0
[7 empty] | 0.0187 |  | 0.6612 | 0 | 0 | 0
[7 empty] | 0.0187 |  | 0.6612 | 0 | 0 | 0
[7 empty] | 0.0187 |  | 0.6612 | 0 | 0 | 0
[7 empty] | 0.0187 |  | 0.6612 | 0 | 0 | 0
[7 empty] | 0.0187 |  | 0.6612 | 0 | 0 | 0
[7 empty] | 0.0187 |  | 0.6612 | 0 | 0 | 0
[7 empty] | 0.0187 |  | 0.6612 | 0 | 0 | 0
[7 empty] | 0.0187 |  | 0.6612 | 0 | 0 | 0
[7 empty] | 0.0187 |  | 0.6612 | 0 | 0 | 0
[7 empty] | 0.0187 |  | 0.6612 | 0 | 0 | 0
[7 empty] | 0.0187 |  | 0.6612 | 0 | 0 | 0
[7 empty] | 0.0187 |  | 0.6612 | 0 | 0 | 0
[7 empty] | 0.0187 |  | 0.6612 | 0 | 0 | 0
[7 empty] | 0.0187 |  | 0.6612 | 0 | 0 | 0
[7 empty] | 0.0187 |  | 0.6612 | 0 | 0 | 0
[7 empty] | 0.0187 |  | 0.6612 | 0 | 0 | 0
[7 empty] | 0.0187 |  | 0.6612 | 0 | 0 | 0
[7 empty] | 0.0187 |  | 0.6612 | 0 | 0 | 0
[7 empty] | 0.0187 |  | 0.6612 | 0 | 0 | 0
[7 empty] | 0.0187 |  | 0.6612 | 0 | 0 | 0
[7 empty] | 0.0187 |  | 0.6612 | 0 | 0 | 0
[7 empty] | 0.0187 |  | 0.6612 | 0 | 0 | 0
[7 empty] | 0.0187 |  | 0.6612 | 0 | 0 | 0
[7 empty] | 0.0187 |  | 0.6612 | 0 | 0 | 0
[7 empty] | 0.0187 |  | 0.6612 | 0 | 0 | 0
[7 empty] | 0.0187 |  | 0.6612 | 0 | 0 | 0
[7 empty] | 0.0187 |  | 0.6612 | 0 | 0 | 0
[7 empty] | 0.0187 |  | 0.6612 | 0 | 0 | 0
[7 empty] | 0.0187 |  | 0.6612 | 0 | 0 | 0
[7 empty] | 0.0187 |  | 0.6612 | 0 | 0 | 0
[7 empty] | 0.0187 |  | 0.6612 | 0 | 0 | 0
[7 empty] | 0.0187 |  | 0.6612 | 0 | 0 | 0
[7 empty] | 0.0187 |  | 0.6612 | 0 | 0 | 0
[7 empty] | 0.0187 |  | 0.6612 | 0 | 0 | 0
[7 empty] | 0.0187 |  | 0.6612 | 0 | 0 | 0
[7 empty] | 0.0187 |  | 0.6612 | 0 | 0 | 0
[7 empty] | 0.0187 |  | 0.6612 | 0 | 0 | 0
[7 empty] | 0.0187 |  | 0.6612 | 0 | 0 | 0
[7 empty] | 0.0187 |  | 0.6612 | 0 | 0 | 0
[7 empty] | 0.0187 |  | 0.6612 | 0 | 0 | 0
[7 empty] | 0.0187 |  | 0.6612 | 0 | 0 | 0
[7 empty] | 0.0187 |  | 0.6612 | 0 | 0 | 0
[7 empty] | 0.0187 |  | 0.6612 | 0 | 0 | 0
[7 empty] | 0.0187 |  | 0.6612 | 0 | 0 | 0
[7 empty] | 0.0187 |  | 0.6612 | 0 | 0 | 0
[7 empty] | 0.0187 |  | 0.6612 | 0 | 0 | 0
[7 empty] | 0.0187 |  | 0.6612 | 0 | 0 | 0
[7 empty] | 0.0187 |  | 0.6612 | 0 | 0 | 0
[7 empty] | 0.0187 |  | 0.6612 | 0 | 0 | 0
[7 empty] | 0.0187 |  | 0.6612 | 0 | 0 | 0
[7 empty] | 0.0187 |  | 0.6612 | 0 | 0 | 0
[7 empty] | 0.0187 |  | 0.6612 | 0 | 0 | 0
[7 empty] | 0.0187 |  | 0.6612 | 0 | 0 | 0
[7 empty] | 0.0187 |  | 0.6612 | 0 | 0 | 0
[7 empty] | 0.0187 |  | 0.6612 | 0 | 0 | 0
[7 empty] | 0.0187 |  | 0.6612 | 0 | 0 | 0
[7 empty] | 0.0187 |  | 0.6612 | 0 | 0 | 0
[7 empty] | 0.0187 |  | 0.6612 | 0 | 0 | 0
[7 empty] | 0.0187 |  | 0.6612 | 0 | 0 | 0
[7 empty] | 0.0187 |  | 0.6612 | 0 | 0 | 0
[7 empty] | 0.0187 |  | 0.6612 | 0 | 0 | 0
[7 empty] | 0.0187 |  | 0.6612 | 0 | 0 | 0
[7 empty] | 0.0187 |  | 0.6612 | 0 | 0 | 0
[7 empty] | 0.0187 |  | 0.6612 | 0 | 0 | 0
[7 empty] | 0.0187 |  | 0.6612 | 0 | 0 | 0
[7 empty] | 0.0187 |  | 0.6612 | 0 | 0 | 0
[7 empty] | 0.0187 |  | 0.6612 | 0 | 0 | 0
[7 empty] | 0.0187 |  | 0.6612 | 0 | 0 | 0
[7 empty] | 0.0187 |  | 0.6612 | 0 | 0 | 0
[7 empty] | 0.0187 |  | 0.6612 | 0 | 0 | 0
[7 empty] | 0.0187 |  | 0.6612 | 0 | 0 | 0
[7 empty] | 0.0187 |  | 0.6612 | 0 | 0 | 0
[7 empty] | 0.0187 |  | 0.6612 | 0 | 0 | 0
[7 empty] | 0.0187 |  | 0.6612 | 0 | 0 | 0
[7 empty] | 0.0187 |  | 0.6612 | 0 | 0 | 0
[7 empty] | 0.0187 |  | 0.6612 | 0 | 0 | 0
[7 empty] | 0.0187 |  | 0.6612 | 0 | 0 | 0
[7 empty] | 0.0187 |  | 0.6612 | 0 | 0 | 0
[7 empty] | 0.0187 |  | 0.6612 | 0 | 0 | 0
[7 empty] | 0.0187 |  | 0.6612 | 0 | 0 | 0
[7 empty] | 0.0187 |  | 0.6612 | 0 | 0 | 0
[7 empty] | 0.0187 |  | 0.6612 | 0 | 0 | 0
[7 empty] | 0.0187 |  | 0.6612 | 0 | 0 | 0
[7 empty] | 0.0187 |  | 0.6612 | 0 | 0 | 0
[7 empty] | 0.0187 |  | 0.6612 | 0 | 0 | 0
[7 empty] | 0.0187 |  | 0.6612 | 0 | 0 | 0
[7 empty] | 0.0187 |  | 0.6612 | 0 | 0 | 0
[7 empty] | 0.0187 |  | 0.6612 | 0 | 0 | 0
[7 empty] | 0.0187 |  | 0.6612 | 0 | 0 | 0
[7 empty] | 0.0187 |  | 0.6612 | 0 | 0 | 0
[7 empty] | 0.0187 |  | 0.6612 | 0 | 0 | 0
[7 empty] | 0.0187 |  | 0.6612 | 0 | 0 | 0
[7 empty] | 0.0187 |  | 0.6612 | 0 | 0 | 0
[7 empty] | 0.0187 |  | 0.6612 | 0 | 0 | 0
[7 empty] | 0.0187 |  | 0.6612 | 0 | 0 | 0
[7 empty] | 0.0187 |  | 0.6612 | 0 | 0 | 0
[7 empty] | 0.0187 |  | 0.6612 | 0 | 0 | 0
[7 empty] | 0.0187 |  | 0.6612 | 0 | 0 | 0
[7 empty] | 0.0187 |  | 0.6612 | 0 | 0 | 0
[7 empty] | 0.0187 |  | 0.6612 | 0 | 0 | 0
[7 empty] | 0.0187 |  | 0.6612 | 0 | 0 | 0
[7 empty] | 0.0187 |  | 0.6612 | 0 | 0 | 0
[7 empty] | 0.0187 |  | 0.6612 | 0 | 0 | 0
[7 empty] | 0.0187 |  | 0.6612 | 0 | 0 | 0
[7 empty] | 0.0187 |  | 0.6612 | 0 | 0 | 0
[7 empty] | 0.0187 |  | 0.6612 | 0 | 0 | 0
[7 empty] | 0.0187 |  | 0.6612 | 0 | 0 | 0
[7 empty] | 0.0187 |  | 0.6612 | 0 | 0 | 0
[7 empty] | 0.0187 |  | 0.6612 | 0 | 0 | 0
[7 empty] | 0.0187 |  | 0.6612 | 0 | 0 | 0
[7 empty] | 0.0187 |  | 0.6612 | 0 | 0 | 0
[7 empty] | 0.0187 |  | 0.6612 | 0 | 0 | 0
[7 empty] | 0.0187 |  | 0.6612 | 0 | 0 | 0
[7 empty] | 0.0187 |  | 0.6612 | 0 | 0 | 0
[7 empty] | 0.0187 |  | 0.6612 | 0 | 0 | 0
[7 empty] | 0.0187 |  | 0.6612 | 0 | 0 | 0
[7 empty] | 0.0187 |  | 0.6612 | 0 | 0 | 0
[7 empty] | 0.0187 |  | 0.6612 | 0 | 0 | 0
[7 empty] | 0.0187 |  | 0.6612 | 0 | 0 | 0
[7 empty] | 0.0187 |  | 0.6612 | 0 | 0 | 0
[7 empty] | 0.0187 |  | 0.6612 | 0 | 0 | 0
[7 empty] | 0.0187 |  | 0.6612 | 0 | 0 | 0
[7 empty] | 0.0187 |  | 0.6612 | 0 | 0 | 0
[7 empty] | 0.0187 |  | 0.6612 | 0 | 0 | 0
[7 empty] | 0.0187 |  | 0.6612 | 0 | 0 | 0
[7 empty] | 0.0187 |  | 0.6612 | 0 | 0 | 0
[7 empty] | 0.0187 |  | 0.6612 | 0 | 0 | 0
[7 empty] | 0.0187 |  | 0.6612 | 0 | 0 | 0
[7 empty] | 0.0187 |  | 0.6612 | 0 | 0 | 0
[7 empty] | 0.0187 |  | 0.6612 | 0 | 0 | 0
[7 empty] | 0.0187 |  | 0.6612 | 0 | 0 | 0
[7 empty] | 0.0187 |  | 0.6612 | 0 | 0 | 0
[7 empty] | 0.0187 |  | 0.6612 | 0 | 0 | 0
[7 empty] | 0.0187 |  | 0.6612 | 0 | 0 | 0
[7 empty] | 0.0187 |  | 0.6612 | 0 | 0 | 0
[7 empty] | 0.0187 |  | 0.6612 | 0 | 0 | 0
[7 empty] | 0.0187 |  | 0.6612 | 0 | 0 | 0
[7 empty] | 0.0187 |  | 0.6612 | 0 | 0 | 0
[7 empty] | 0.0187 |  | 0.6612 | 0 | 0 | 0
[7 empty] | 0.0187 |  | 0.6612 | 0 | 0 | 0
[7 empty] | 0.0187 |  | 0.6612 | 0 | 0 | 0
[7 empty] | 0.0187 |  | 0.6612 | 0 | 0 | 0
[7 empty] | 0.0187 |  | 0.6612 | 0 | 0 | 0
[7 empty] | 0.0187 |  | 0.6612 | 0 | 0 | 0
[7 empty] | 0.0187 |  | 0.6612 | 0 | 0 | 0
[7 empty] | 0.0187 |  | 0.6612 | 0 | 0 | 0
[7 empty] | 0.0187 |  | 0.6612 | 0 | 0 | 0
[7 empty] | 0.0187 |  | 0.6612 | 0 | 0 | 0
[7 empty] | 0.0187 |  | 0.6612 | 0 | 0 | 0
[7 empty] | 0.0187 |  | 0.6612 | 0 | 0 | 0
[7 empty] | 0.0187 |  | 0.6612 | 0 | 0 | 0
[7 empty] | 0.0187 |  | 0.6612 | 0 | 0 | 0
[7 empty] | 0.0187 |  | 0.6612 | 0 | 0 | 0
[7 empty] | 0.0187 |  | 0.6612 | 0 | 0 | 0
[7 empty] | 0.0187 |  | 0.6612 | 0 | 0 | 0
[7 empty] | 0.0187 |  | 0.6612 | 0 | 0 | 0
[7 empty] | 0.0187 |  | 0.6612 | 0 | 0 | 0
[7 empty] | 0.0187 |  | 0.6612 | 0 | 0 | 0
[7 empty] | 0.0187 |  | 0.6612 | 0 | 0 | 0
[7 empty] | 0.0187 |  | 0.6612 | 0 | 0 | 0
[7 empty] | 0.0187 |  | 0.6612 | 0 | 0 | 0
[7 empty] | 0.0187 |  | 0.6612 | 0 | 0 | 0
[7 empty] | 0.0187 |  | 0.6612 | 0 | 0 | 0
[7 empty] | 0.0187 |  | 0.6612 | 0 | 0 | 0
[7 empty] | 0.0187 |  | 0.6612 | 0 | 0 | 0
[7 empty] | 0.0187 |  | 0.6612 | 0 | 0 | 0
[7 empty] | 0.0187 |  | 0.6612 | 0 | 0 | 0
[7 empty] | 0.0187 |  | 0.6612 | 0 | 0 | 0
[7 empty] | 0.0187 |  | 0.6612 | 0 | 0 | 0
[7 empty] | 0.0187 |  | 0.6612 | 0 | 0 | 0
[7 empty] | 0.0187 |  | 0.6612 | 0 | 0 | 0
[7 empty] | 0.0187 |  | 0.6612 | 0 | 0 | 0
[7 empty] | 0.0187 |  | 0.6612 | 0 | 0 | 0
[7 empty] | 0.0187 |  | 0.6612 | 0 | 0 | 0
[7 empty] | 0.0187 |  | 0.6612 | 0 | 0 | 0
[7 empty] | 0.0187 |  | 0.6612 | 0 | 0 | 0
[7 empty] | 0.0187 |  | 0.6612 | 0 | 0 | 0
[7 empty] | 0.0187 |  | 0.6612 | 0 | 0 | 0
[7 empty] | 0.0187 |  | 0.6612 | 0 | 0 | 0
[7 empty] | 0.0187 |  | 0.6612 | 0 | 0 | 0
[7 empty] | 0.0187 |  | 0.6612 | 0 | 0 | 0
[7 empty] | 0.0187 |  | 0.6612 | 0 | 0 | 0
[7 empty] | 0.0187 |  | 0.6612 | 0 | 0 | 0
[7 empty] | 0.0187 |  | 0.6612 | 0 | 0 | 0
[7 empty] | 0.0187 |  | 0.6612 | 0 | 0 | 0
[7 empty] | 0.0187 |  | 0.6612 | 0 | 0 | 0
[7 empty] | 0.0187 |  | 0.6612 | 0 | 0 | 0
[7 empty] | 0.0187 |  | 0.6612 | 0 | 0 | 0
[7 empty] | 0.0187 |  | 0.6612 | 0 | 0 | 0
[7 empty] | 0.0187 |  | 0.6612 | 0 | 0 | 0
[7 empty] | 0.0187 |  | 0.6612 | 0 | 0 | 0
[7 empty] | 0.0187 |  | 0.6612 | 0 | 0 | 0
[7 empty] | 0.0187 |  | 0.6612 | 0 | 0 | 0
[7 empty] | 0.0187 |  | 0.6612 | 0 | 0 | 0
[7 empty] | 0.0187 |  | 0.6612 | 0 | 0 | 0
[7 empty] | 0.0187 |  | 0.6612 | 0 | 0 | 0
[7 empty] | 0.0187 |  | 0.6612 | 0 | 0 | 0
[7 empty] | 0.0187 |  | 0.6612 | 0 | 0 | 0
[7 empty] | 0.0187 |  | 0.6612 | 0 | 0 | 0
[7 empty] | 0.0187 |  | 0.6612 | 0 | 0 | 0
[7 empty] | 0.0187 |  | 0.6612 | 0 | 0 | 0
[7 empty] | 0.0187 |  | 0.6612 | 0 | 0 | 0
[7 empty] | 0.0187 |  | 0.6612 | 0 | 0 | 0
[7 empty] | 0.0187 |  | 0.6612 | 0 | 0 | 0
[7 empty] | 0.0187 |  | 0.6612 | 0 | 0 | 0
[7 empty] | 0.0187 |  | 0.6612 | 0 | 0 | 0
[7 empty] | 0.0187 |  | 0.6612 | 0 | 0 | 0
[7 empty] | 0.0187 |  | 0.6612 | 0 | 0 | 0
[7 empty] | 0.0187 |  | 0.6612 | 0 | 0 | 0
[7 empty] | 0.0187 |  | 0.6612 | 0 | 0 | 0
[7 empty] | 0.0187 |  | 0.6612 | 0 | 0 | 0
[7 empty] | 0.0187 |  | 0.6612 | 0 | 0 | 0
[7 empty] | 0.0187 |  | 0.6612 | 0 | 0 | 0
[7 empty] | 0.0187 |  | 0.6612 | 0 | 0 | 0
[7 empty] | 0.0187 |  | 0.6612 | 0 | 0 | 0
[7 empty] | 0.0187 |  | 0.6612 | 0 | 0 | 0
[7 empty] | 0.0187 |  | 0.6612 | 0 | 0 | 0
[7 empty] | 0.0187 |  | 0.6612 | 0 | 0 | 0
[7 empty] | 0.0187 |  | 0.6612 | 0 | 0 | 0
[7 empty] | 0.0187 |  | 0.6612 | 0 | 0 | 0
[7 empty] | 0.0187 |  | 0.6612 | 0 | 0 | 0
[7 empty] | 0.0187 |  | 0.6612 | 0 | 0 | 0
[7 empty] | 0.0187 |  | 0.6612 | 0 | 0 | 0
[7 empty] | 0.0187 |  | 0.6612 | 0 | 0 | 0
[7 empty] | 0.0187 |  | 0.6612 | 0 | 0 | 0
[7 empty] | 0.0187 |  | 0.6612 | 0 | 0 | 0
[7 empty] | 0.0187 |  | 0.6612 | 0 | 0 | 0
[7 empty] | 0.0187 |  | 0.6612 | 0 | 0 | 0
[7 empty] | 0.0187 |  | 0.6612 | 0 | 0 | 0
[7 empty] | 0.0187 |  | 0.6612 | 0 | 0 | 0
[7 empty] | 0.0187 |  | 0.6612 | 0 | 0 | 0
[7 empty] | 0.0187 |  | 0.6612 | 0 | 0 | 0
[7 empty] | 0.0187 |  | 0.6612 | 0 | 0 | 0
[7 empty] | 0.0187 |  | 0.6612 | 0 | 0 | 0
[7 empty] | 0.0187 |  | 0.6612 | 0 | 0 | 0
[7 empty] | 0.0187 |  | 0.6612 | 0 | 0 | 0
[7 empty] | 0.0187 |  | 0.6612 | 0 | 0 | 0
[7 empty] | 0.0187 |  | 0.6612 | 0 | 0 | 0
[7 empty] | 0.0187 |  | 0.6612 | 0 | 0 | 0
[7 empty] | 0.0187 |  | 0.6612 | 0 | 0 | 0
[7 empty] | 0.0187 |  | 0.6612 | 0 | 0 | 0
[7 empty] | 0.0187 |  | 0.6612 | 0 | 0 | 0
[7 empty] | 0.0187 |  | 0.6612 | 0 | 0 | 0
[7 empty] | 0.0187 |  | 0.6612 | 0 | 0 | 0
[7 empty] | 0.0187 |  | 0.6612 | 0 | 0 | 0
[7 empty] | 0.0187 |  | 0.6612 | 0 | 0 | 0
[7 empty] | 0.0187 |  | 0.6612 | 0 | 0 | 0
[7 empty] | 0.0187 |  | 0.6612 | 0 | 0 | 0
[7 empty] | 0.0187 |  | 0.6612 | 0 | 0 | 0
[7 empty] | 0.0187 |  | 0.6612 | 0 | 0 | 0
[7 empty] | 0.0187 |  | 0.6612 | 0 | 0 | 0
[7 empty] | 0.0187 |  | 0.6612 | 0 | 0 | 0
[7 empty] | 0.0187 |  | 0.6612 | 0 | 0 | 0
[7 empty] | 0.0187 |  | 0.6612 | 0 | 0 | 0
[7 empty] | 0.0187 |  | 0.6612 | 0 | 0 | 0
[7 empty] | 0.0187 |  | 0.6612 | 0 | 0 | 0
[7 empty] | 0.0187 |  | 0.6612 | 0 | 0 | 0
[7 empty] | 0.0187 |  | 0.6612 | 0 | 0 | 0
[7 empty] | 0.0187 |  | 0.6612 | 0 | 0 | 0
[7 empty] | 0.0187 |  | 0.6612 | 0 | 0 | 0
[7 empty] | 0.0187 |  | 0.6612 | 0 | 0 | 0
[7 empty] | 0.0187 |  | 0.6612 | 0 | 0 | 0
[7 empty] | 0.0187 |  | 0.6612 | 0 | 0 | 0
[7 empty] | 0.0187 |  | 0.6612 | 0 | 0 | 0
[7 empty] | 0.0187 |  | 0.6612 | 0 | 0 | 0
[7 empty] | 0.0187 |  | 0.6612 | 0 | 0 | 0
[7 empty] | 0.0187 |  | 0.6612 | 0 | 0 | 0
[7 empty] | 0.0187 |  | 0.6612 | 0 | 0 | 0
[7 empty] | 0.0187 |  | 0.6612 | 0 | 0 | 0
[7 empty] | 0.0187 |  | 0.6612 | 0 | 0 | 0
[7 empty] | 0.0187 |  | 0.6612 | 0 | 0 | 0
[7 empty] | 0.0187 |  | 0.6612 | 0 | 0 | 0
[7 empty] | 0.0187 |  | 0.6612 | 0 | 0 | 0
[7 empty] | 0.0187 |  | 0.6612 | 0 | 0 | 0
[7 empty] | 0.0187 |  | 0.6612 | 0 | 0 | 0
[7 empty] | 0.0187 |  | 0.6612 | 0 | 0 | 0
[7 empty] | 0.0187 |  | 0.6612 | 0 | 0 | 0
[7 empty] | 0.0187 |  | 0.6612 | 0 | 0 | 0
[7 empty] | 0.0187 |  | 0.6612 | 0 | 0 | 0
[7 empty] | 0.0187 |  | 0.6612 | 0 | 0 | 0
[7 empty] | 0.0187 |  | 0.6612 | 0 | 0 | 0
[7 empty] | 0.0187 |  | 0.6612 | 0 | 0 | 0
[7 empty] | 0.0187 |  | 0.6612 | 0 | 0 | 0
[7 empty] | 0.0187 |  | 0.6612 | 0 | 0 | 0
[7 empty] | 0.0187 |  | 0.6612 | 0 | 0 | 0
[7 empty] | 0.0187 |  | 0.6612 | 0 | 0 | 0
[7 empty] | 0.0187 |  | 0.6612 | 0 | 0 | 0
[7 empty] | 0.0187 |  | 0.6612 | 0 | 0 | 0
[7 empty] | 0.0187 |  | 0.6612 | 0 | 0 | 0
[7 empty] | 0.0187 |  | 0.6612 | 0 | 0 | 0
[7 empty] | 0.0187 |  | 0.6612 | 0 | 0 | 0
[7 empty] | 0.0187 |  | 0.6612 | 0 | 0 | 0
[7 empty] | 0.0187 |  | 0.6612 | 0 | 0 | 0
[7 empty] | 0.0187 |  | 0.6612 | 0 | 0 | 0
[7 empty] | 0.0187 |  | 0.6612 | 0 | 0 | 0
[7 empty] | 0.0187 |  | 0.6612 | 0 | 0 | 0
[7 empty] | 0.0187 |  | 0.6612 | 0 | 0 | 0
[7 empty] | 0.0187 |  | 0.6612 | 0 | 0 | 0
[7 empty] | 0.0187 |  | 0.6612 | 0 | 0 | 0
[7 empty] | 0.0187 |  | 0.6612 | 0 | 0 | 0
[7 empty] | 0.0187 |  | 0.6612 | 0 | 0 | 0
[7 empty] | 0.0187 |  | 0.6612 | 0 | 0 | 0
[7 empty] | 0.0187 |  | 0.6612 | 0 | 0 | 0
[7 empty] | 0.0187 |  | 0.6612 | 0 | 0 | 0
[7 empty] | 0.0187 |  | 0.6612 | 0 | 0 | 0
[7 empty] | 0.0187 |  | 0.6612 | 0 | 0 | 0
[7 empty] | 0.0187 |  | 0.6612 | 0 | 0 | 0
[7 empty] | 0.0187 |  | 0.6612 | 0 | 0 | 0
[7 empty] | 0.0187 |  | 0.6612 | 0 | 0 | 0
[7 empty] | 0.0187 |  | 0.6612 | 0 | 0 | 0
[7 empty] | 0.0187 |  | 0.6612 | 0 | 0 | 0
[7 empty] | 0.0187 |  | 0.6612 | 0 | 0 | 0
[7 empty] | 0.0187 |  | 0.6612 | 0 | 0 | 0
[7 empty] | 0.0187 |  | 0.6612 | 0 | 0 | 0
[7 empty] | 0.0187 |  | 0.6612 | 0 | 0 | 0
[7 empty] | 0.0187 |  | 0.6612 | 0 | 0 | 0
[7 empty] | 0.0187 |  | 0.6612 | 0 | 0 | 0
[7 empty] | 0.0187 |  | 0.6612 | 0 | 0 | 0
[7 empty] | 0.0187 |  | 0.6612 | 0 | 0 | 0
[7 empty] | 0.0187 |  | 0.6612 | 0 | 0 | 0
[7 empty] | 0.0187 |  | 0.6612 | 0 | 0 | 0
[7 empty] | 0.0187 |  | 0.6612 | 0 | 0 | 0
[7 empty] | 0.0187 |  | 0.6612 | 0 | 0 | 0
[7 empty] | 0.0187 |  | 0.6612 | 0 | 0 | 0
[7 empty] | 0.0187 |  | 0.6612 | 0 | 0 | 0
[7 empty] | 0.0187 |  | 0.6612 | 0 | 0 | 0
[7 empty] | 0.0187 |  | 0.6612 | 0 | 0 | 0
[7 empty] | 0.0187 |  | 0.6612 | 0 | 0 | 0
[7 empty] | 0.0187 |  | 0.6612 | 0 | 0 | 0
[7 empty] | 0.0187 |  | 0.6612 | 0 | 0 | 0
[7 empty] | 0.0187 |  | 0.6612 | 0 | 0 | 0
[7 empty] | 0.0187 |  | 0.6612 | 0 | 0 | 0
[7 empty] | 0.0187 |  | 0.6612 | 0 | 0 | 0
[7 empty] | 0.0187 |  | 0.6612 | 0 | 0 | 0
[7 empty] | 0.0187 |  | 0.6612 | 0 | 0 | 0
[7 empty] | 0.0187 |  | 0.6612 | 0 | 0 | 0
[7 empty] | 0.0187 |  | 0.6612 | 0 | 0 | 0
[7 empty] | 0.0187 |  | 0.6612 | 0 | 0 | 0
[7 empty] | 0.0187 |  | 0.6612 | 0 | 0 | 0
[7 empty] | 0.0187 |  | 0.6612 | 0 | 0 | 0
[7 empty] | 0.0187 |  | 0.6612 | 0 | 0 | 0
[7 empty] | 0.0187 |  | 0.6612 | 0 | 0 | 0
[7 empty] | 0.0187 |  | 0.6612 | 0 | 0 | 0
[7 empty] | 0.0187 |  | 0.6612 | 0 | 0 | 0
[7 empty] | 0.0187 |  | 0.6612 | 0 | 0 | 0
[7 empty] | 0.0187 |  | 0.6612 | 0 | 0 | 0
[7 empty] | 0.0187 |  | 0.6612 | 0 | 0 | 0
[7 empty] | 0.0187 |  | 0.6612 | 0 | 0 | 0
[7 empty] | 0.0187 |  | 0.6612 | 0 | 0 | 0
[7 empty] | 0.0187 |  | 0.6612 | 0 | 0 | 0
[7 empty] | 0.0187 |  | 0.6612 | 0 | 0 | 0
[7 empty] | 0.0187 |  | 0.6612 | 0 | 0 | 0
[7 empty] | 0.0187 |  | 0.6612 | 0 | 0 | 0
[7 empty] | 0.0187 |  | 0.6612 | 0 | 0 | 0
[7 empty] | 0.0187 |  | 0.6612 | 0 | 0 | 0
[7 empty] | 0.0187 |  | 0.6612 | 0 | 0 | 0
[7 empty] | 0.0187 |  | 0.6612 | 0 | 0 | 0
[7 empty] | 0.0187 |  | 0.6612 | 0 | 0 | 0
[7 empty] | 0.0187 |  | 0.6612 | 0 | 0 | 0
[7 empty] | 0.0187 |  | 0.6612 | 0 | 0 | 0
[7 empty] | 0.0187 |  | 0.6612 | 0 | 0 | 0
[7 empty] | 0.0187 |  | 0.6612 | 0 | 0 | 0
[7 empty] | 0.0187 |  | 0.6612 | 0 | 0 | 0
[7 empty] | 0.0187 |  | 0.6612 | 0 | 0 | 0
[7 empty] | 0.0187 |  | 0.6612 | 0 | 0 | 0
[7 empty] | 0.0187 |  | 0.6612 | 0 | 0 | 0
[7 empty] | 0.0187 |  | 0.6612 | 0 | 0 | 0
[7 empty] | 0.0187 |  | 0.6612 | 0 | 0 | 0
[7 empty] | 0.0187 |  | 0.6612 | 0 | 0 | 0
[7 empty] | 0.0187 |  | 0.6612 | 0 | 0 | 0
[7 empty] | 0.0187 |  | 0.6612 | 0 | 0 | 0
[7 empty] | 0.0187 |  | 0.6612 | 0 | 0 | 0
[7 empty] | 0.0187 |  | 0.6612 | 0 | 0 | 0
[7 empty] | 0.0187 |  | 0.6612 | 0 | 0 | 0
[7 empty] | 0.0187 |  | 0.6612 | 0 | 0 | 0
[7 empty] | 0.0187 |  | 0.6612 | 0 | 0 | 0
[7 empty] | 0.0187 |  | 0.6612 | 0 | 0 | 0
[7 empty] | 0.0187 |  | 0.6612 | 0 | 0 | 0
[7 empty] | 0.0187 |  | 0.6612 | 0 | 0 | 0
[7 empty] | 0.0187 |  | 0.6612 | 0 | 0 | 0
[7 empty] | 0.0187 |  | 0.6612 | 0 | 0 | 0
[7 empty] | 0.0187 |  | 0.6612 | 0 | 0 | 0
[7 empty] | 0.0187 |  | 0.6612 | 0 | 0 | 0
[7 empty] | 0.0187 |  | 0.6612 | 0 | 0 | 0
[7 empty] | 0.0187 |  | 0.6612 | 0 | 0 | 0
[7 empty] | 0.0187 |  | 0.6612 | 0 | 0 | 0
[7 empty] | 0.0187 |  | 0.6612 | 0 | 0 | 0
[7 empty] | 0.0187 |  | 0.6612 | 0 | 0 | 0
[7 empty] | 0.0187 |  | 0.6612 | 0 | 0 | 0
[7 empty] | 0.0187 |  | 0.6612 | 0 | 0 | 0
[7 empty] | 0.0187 |  | 0.6612 | 0 | 0 | 0
[7 empty] | 0.0187 |  | 0.6612 | 0 | 0 | 0
[7 empty] | 0.0187 |  | 0.6612 | 0 | 0 | 0
[7 empty] | 0.0187 |  | 0.6612 | 0 | 0 | 0
[7 empty] | 0.0187 |  | 0.6612 | 0 | 0 | 0
[7 empty] | 0.0187 |  | 0.6612 | 0 | 0 | 0
[7 empty] | 0.0187 |  | 0.6612 | 0 | 0 | 0
[7 empty] | 0.0187 |  | 0.6612 | 0 | 0 | 0
[7 empty] | 0.0187 |  | 0.6612 | 0 | 0 | 0
[7 empty] | 0.0187 |  | 0.6612 | 0 | 0 | 0
[7 empty] | 0.0187 |  | 0.6612 | 0 | 0 | 0
[7 empty] | 0.0187 |  | 0.6612 | 0 | 0 | 0
[7 empty] | 0.0187 |  | 0.6612 | 0 | 0 | 0
[7 empty] | 0.0187 |  | 0.6612 | 0 | 0 | 0
[7 empty] | 0.0187 |  | 0.6612 | 0 | 0 | 0
[7 empty] | 0.0187 |  | 0.6612 | 0 | 0 | 0
[7 empty] | 0.0187 |  | 0.6612 | 0 | 0 | 0
[7 empty] | 0.0187 |  | 0.6612 | 0 | 0 | 0
[7 empty] | 0.0187 |  | 0.6612 | 0 | 0 | 0
[7 empty] | 0.0187 |  | 0.6612 | 0 | 0 | 0
[7 empty] | 0.0187 |  | 0.6612 | 0 | 0 | 0
[7 empty] | 0.0187 |  | 0.6612 | 0 | 0 | 0
[7 empty] | 0.0187 |  | 0.6612 | 0 | 0 | 0
[7 empty] | 0.0187 |  | 0.6612 | 0 | 0 | 0
[7 empty] | 0.0187 |  | 0.6612 | 0 | 0 | 0
[7 empty] | 0.0187 |  | 0.6612 | 0 | 0 | 0
[7 empty] | 0.0187 |  | 0.6612 | 0 | 0 | 0
[7 empty] | 0.0187 |  | 0.6612 | 0 | 0 | 0
[7 empty] | 0.0187 |  | 0.6612 | 0 | 0 | 0
[7 empty] | 0.0187 |  | 0.6612 | 0 | 0 | 0
[7 empty] | 0.0187 |  | 0.6612 | 0 | 0 | 0
[7 empty] | 0.0187 |  | 0.6612 | 0 | 0 | 0
[7 empty] | 0.0187 |  | 0.6612 | 0 | 0 | 0
[7 empty] | 0.0187 |  | 0.6612 | 0 | 0 | 0
[7 empty] | 0.0187 |  | 0.6612 | 0 | 0 | 0
[7 empty] | 0.0187 |  | 0.6612 | 0 | 0 | 0
[7 empty] | 0.0187 |  | 0.6612 | 0 | 0 | 0
[7 empty] | 0.0187 |  | 0.6612 | 0 | 0 | 0
[7 empty] | 0.0187 |  | 0.6612 | 0 | 0 | 0
[7 empty] | 0.0187 |  | 0.6612 | 0 | 0 | 0
[7 empty] | 0.0187 |  | 0.6612 | 0 | 0 | 0
[7 empty] | 0.0187 |  | 0.6612 | 0 | 0 | 0
[7 empty] | 0.0187 |  | 0.6612 | 0 | 0 | 0
[7 empty] | 0.0187 |  | 0.6612 | 0 | 0 | 0
[7 empty] | 0.0187 |  | 0.6612 | 0 | 0 | 0
[7 empty] | 0.0187 |  | 0.6612 | 0 | 0 | 0
[7 empty] | 0.0187 |  | 0.6612 | 0 | 0 | 0
[7 empty] | 0.0187 |  | 0.6612 | 0 | 0 | 0
[7 empty] | 0.0187 |  | 0.6612 | 0 | 0 | 0
[7 empty] | 0.0187 |  | 0.6612 | 0 | 0 | 0
[7 empty] | 0.0187 |  | 0.6612 | 0 | 0 | 0
[7 empty] | 0.0187 |  | 0.6612 | 0 | 0 | 0
[7 empty] | 0.0187 |  | 0.6612 | 0 | 0 | 0
[7 empty] | 0.0187 |  | 0.6612 | 0 | 0 | 0
[7 empty] | 0.0187 |  | 0.6612 | 0 | 0 | 0
[7 empty] | 0.0187 |  | 0.6612 | 0 | 0 | 0
[7 empty] | 0.0187 |  | 0.6612 | 0 | 0 | 0
[7 empty] | 0.0187 |  | 0.6612 | 0 | 0 | 0
[7 empty] | 0.0187 |  | 0.6612 | 0 | 0 | 0
[7 empty] | 0.0187 |  | 0.6612 | 0 | 0 | 0
[7 empty] | 0.0187 |  | 0.6612 | 0 | 0 | 0
[7 empty] | 0.0187 |  | 0.6612 | 0 | 0 | 0
[7 empty] | 0.0187 |  | 0.6612 | 0 | 0 | 0
[7 empty] | 0.0187 |  | 0.6612 | 0 | 0 | 0
[7 empty] | 0.0187 |  | 0.6612 | 0 | 0 | 0
[7 empty] | 0.0187 |  | 0.6612 | 0 | 0 | 0
[7 empty] | 0.0187 |  | 0.6612 | 0 | 0 | 0
[7 empty] | 0.0187 |  | 0.6612 | 0 | 0 | 0
[7 empty] | 0.0187 |  | 0.6612 | 0 | 0 | 0
[7 empty] | 0.0187 |  | 0.6612 | 0 | 0 | 0
[7 empty] | 0.0187 |  | 0.6612 | 0 | 0 | 0
[7 empty] | 0.0187 |  | 0.6612 | 0 | 0 | 0
[7 empty] | 0.0187 |  | 0.6612 | 0 | 0 | 0
[7 empty] | 0.0187 |  | 0.6612 | 0 | 0 | 0
[7 empty] | 0.0187 |  | 0.6612 | 0 | 0 | 0
[7 empty] | 0.0187 |  | 0.6612 | 0 | 0 | 0
[7 empty] | 0.0187 |  | 0.6612 | 0 | 0 | 0
[7 empty] | 0.0187 |  | 0.6612 | 0 | 0 | 0
[7 empty] | 0.0187 |  | 0.6612 | 0 | 0 | 0
[7 empty] | 0.0187 |  | 0.6612 | 0 | 0 | 0
[7 empty] | 0.0187 |  | 0.6612 | 0 | 0 | 0
[7 empty] | 0.0187 |  | 0.6612 | 0 | 0 | 0
[7 empty] | 0.0187 |  | 0.6612 | 0 | 0 | 0
[7 empty] | 0.0187 |  | 0.6612 | 0 | 0 | 0
[7 empty] | 0.0187 |  | 0.6612 | 0 | 0 | 0
[7 empty] | 0.0187 |  | 0.6612 | 0 | 0 | 0
[7 empty] | 0.0187 |  | 0.6612 | 0 | 0 | 0
[7 empty] | 0.0187 |  | 0.6612 | 0 | 0 | 0
[7 empty] | 0.0187 |  | 0.6612 | 0 | 0 | 0
[7 empty] | 0.0187 |  | 0.6612 | 0 | 0 | 0
[7 empty] | 0.0187 |  | 0.6612 | 0 | 0 | 0
[7 empty] | 0.0187 |  | 0.6612 | 0 | 0 | 0
[7 empty] | 0.0187 |  | 0.6612 | 0 | 0 | 0
[7 empty] | 0.0187 |  | 0.6612 | 0 | 0 | 0
[7 empty] | 0.0187 |  | 0.6612 | 0 | 0 | 0
[7 empty] | 0.0187 |  | 0.6612 | 0 | 0 | 0
[7 empty] | 0.0187 |  | 0.6612 | 0 | 0 | 0
[7 empty] | 0.0187 |  | 0.6612 | 0 | 0 | 0
[7 empty] | 0.0187 |  | 0.6612 | 0 | 0 | 0
[7 empty] | 0.0187 |  | 0.6612 | 0 | 0 | 0
[7 empty] | 0.0187 |  | 0.6612 | 0 | 0 | 0
[7 empty] | 0.0187 |  | 0.6612 | 0 | 0 | 0
[7 empty] | 0.0187 |  | 0.6612 | 0 | 0 | 0
[7 empty] | 0.0187 |  | 0.6612 | 0 | 0 | 0
[7 empty] | 0.0187 |  | 0.6612 | 0 | 0 | 0
[7 empty] | 0.0187 |  | 0.6612 | 0 | 0 | 0
[7 empty] | 0.0187 |  | 0.6612 | 0 | 0 | 0
[7 empty] | 0.0187 |  | 0.6612 | 0 | 0 | 0
[7 empty] | 0.0187 |  | 0.6612 | 0 | 0 | 0
[7 empty] | 0.0187 |  | 0.6612 | 0 | 0 | 0
[7 empty] | 0.0187 |  | 0.6612 | 0 | 0 | 0
[7 empty] | 0.0187 |  | 0.6612 | 0 | 0 | 0
[7 empty] | 0.0187 |  | 0.6612 | 0 | 0 | 0
[7 empty] | 0.0187 |  | 0.6612 | 0 | 0 | 0
[7 empty] | 0.0187 |  | 0.6612 | 0 | 0 | 0
[7 empty] | 0.0187 |  | 0.6612 | 0 | 0 | 0
[7 empty] | 0.0187 |  | 0.6612 | 0 | 0 | 0
[7 empty] | 0.0187 |  | 0.6612 | 0 | 0 | 0
[7 empty] | 0.0187 |  | 0.6612 | 0 | 0 | 0
[7 empty] | 0.0187 |  | 0.6612 | 0 | 0 | 0
[7 empty] | 0.0187 |  | 0.6612 | 0 | 0 | 0
[7 empty] | 0.0187 |  | 0.6612 | 0 | 0 | 0
[7 empty] | 0.0187 |  | 0.6612 | 0 | 0 | 0
[7 empty] | 0.0187 |  | 0.6612 | 0 | 0 | 0
[7 empty] | 0.0187 |  | 0.6612 | 0 | 0 | 0
[7 empty] | 0.0187 |  | 0.6612 | 0 | 0 | 0
[7 empty] | 0.0187 |  | 0.6612 | 0 | 0 | 0
[7 empty] | 0.0187 |  | 0.6612 | 0 | 0 | 0
[7 empty] | 0.0187 |  | 0.6612 | 0 | 0 | 0
[7 empty] | 0.0187 |  | 0.6612 | 0 | 0 | 0
[7 empty] | 0.0187 |  | 0.6612 | 0 | 0 | 0
[7 empty] | 0.0187 |  | 0.6612 | 0 | 0 | 0
[7 empty] | 0.0187 |  | 0.6612 | 0 | 0 | 0
[7 empty] | 0.0187 |  | 0.6612 | 0 | 0 | 0
[7 empty] | 0.0187 |  | 0.6612 | 0 | 0 | 0
[7 empty] | 0.0187 |  | 0.6612 | 0 | 0 | 0
[7 empty] | 0.0187 |  | 0.6612 | 0 | 0 | 0
[7 empty] | 0.0187 |  | 0.6612 | 0 | 0 | 0
[7 empty] | 0.0187 |  | 0.6612 | 0 | 0 | 0
[7 empty] | 0.0187 |  | 0.6612 | 0 | 0 | 0
[7 empty] | 0.0187 |  | 0.6612 | 0 | 0 | 0
[7 empty] | 0.0187 |  | 0.6612 | 0 | 0 | 0
[7 empty] | 0.0187 |  | 0.6612 | 0 | 0 | 0
[7 empty] | 0.0187 |  | 0.6612 | 0 | 0 | 0
[7 empty] | 0.0187 |  | 0.6612 | 0 | 0 | 0
[7 empty] | 0.0187 |  | 0.6612 | 0 | 0 | 0
[7 empty] | 0.0187 |  | 0.6612 | 0 | 0 | 0
[7 empty] | 0.0187 |  | 0.6612 | 0 | 0 | 0
[7 empty] | 0.0187 |  | 0.6612 | 0 | 0 | 0
[7 empty] | 0.0187 |  | 0.6612 | 0 | 0 | 0
[7 empty] | 0.0187 |  | 0.6612 | 0 | 0 | 0
[7 empty] | 0.0187 |  | 0.6612 | 0 | 0 | 0
[7 empty] | 0.0187 |  | 0.6612 | 0 | 0 | 0
[7 empty] | 0.0187 |  | 0.6612 | 0 | 0 | 0
[7 empty] | 0.0187 |  | 0.6612 | 0 | 0 | 0
[7 empty] | 0.0187 |  | 0.6612 | 0 | 0 | 0
[7 empty] | 0.0187 |  | 0.6612 | 0 | 0 | 0
[7 empty] | 0.0187 |  | 0.6612 | 0 | 0 | 0
[7 empty] | 0.0187 |  | 0.6612 | 0 | 0 | 0
[7 empty] | 0.0187 |  | 0.6612 | 0 | 0 | 0
[7 empty] | 0.0187 |  | 0.6612 | 0 | 0 | 0
[7 empty] | 0.0187 |  | 0.6612 | 0 | 0 | 0
[7 empty] | 0.0187 |  | 0.6612 | 0 | 0 | 0
[7 empty] | 0.0187 |  | 0.6612 | 0 | 0 | 0
[7 empty] | 0.0187 |  | 0.6612 | 0 | 0 | 0
[7 empty] | 0.0187 |  | 0.6612 | 0 | 0 | 0
[7 empty] | 0.0187 |  | 0.6612 | 0 | 0 | 0
[7 empty] | 0.0187 |  | 0.6612 | 0 | 0 | 0
[7 empty] | 0.0187 |  | 0.6612 | 0 | 0 | 0
[7 empty] | 0.0187 |  | 0.6612 | 0 | 0 | 0
[7 empty] | 0.0187 |  | 0.6612 | 0 | 0 | 0
[7 empty] | 0.0187 |  | 0.6612 | 0 | 0 | 0
[7 empty] | 0.0187 |  | 0.6612 | 0 | 0 | 0
[7 empty] | 0.0187 |  | 0.6612 | 0 | 0 | 0
[7 empty] | 0.0187 |  | 0.6612 | 0 | 0 | 0
[7 empty] | 0.0187 |  | 0.6612 | 0 | 0 | 0
[7 empty] | 0.0187 |  | 0.6612 | 0 | 0 | 0
[7 empty] | 0.0187 |  | 0.6612 | 0 | 0 | 0
[7 empty] | 0.0187 |  | 0.6612 | 0 | 0 | 0
[7 empty] | 0.0187 |  | 0.6612 | 0 | 0 | 0
[7 empty] | 0.0187 |  | 0.6612 | 0 | 0 | 0
[7 empty] | 0.0187 |  | 0.6612 | 0 | 0 | 0
[7 empty] | 0.0187 |  | 0.6612 | 0 | 0 | 0
[7 empty] | 0.0187 |  | 0.6612 | 0 | 0 | 0
[7 empty] | 0.0187 |  | 0.6612 | 0 | 0 | 0
[7 empty] | 0.0187 |  | 0.6612 | 0 | 0 | 0
[7 empty] | 0.0187 |  | 0.6612 | 0 | 0 | 0
[7 empty] | 0.0187 |  | 0.6612 | 0 | 0 | 0
[7 empty] | 0.0187 |  | 0.6612 | 0 | 0 | 0
[7 empty] | 0.0187 |  | 0.6612 | 0 | 0 | 0
[7 empty] | 0.0187 |  | 0.6612 | 0 | 0 | 0
[7 empty] | 0.0187 |  | 0.6612 | 0 | 0 | 0
[7 empty] | 0.0187 |  | 0.6612 | 0 | 0 | 0
[7 empty] | 0.0187 |  | 0.6612 | 0 | 0 | 0
[7 empty] | 0.0187 |  | 0.6612 | 0 | 0 | 0
[7 empty] | 0.0187 |  | 0.6612 | 0 | 0 | 0
[7 empty] | 0.0187 |  | 0.6612 | 0 | 0 | 0
[7 empty] | 0.0187 |  | 0.6612 | 0 | 0 | 0
[7 empty] | 0.0187 |  | 0.6612 | 0 | 0 | 0
[7 empty] | 0.0187 |  | 0.6612 | 0 | 0 | 0
[7 empty] | 0.0187 |  | 0.6612 | 0 | 0 | 0
[7 empty] | 0.0187 |  | 0.6612 | 0 | 0 | 0
[7 empty] | 0.0187 |  | 0.6612 | 0 | 0 | 0
[7 empty] | 0.0187 |  | 0.6612 | 0 | 0 | 0
[7 empty] | 0.0187 |  | 0.6612 | 0 | 0 | 0
[7 empty] | 0.0187 |  | 0.6612 | 0 | 0 | 0
[7 empty] | 0.0187 |  | 0.6612 | 0 | 0 | 0
[7 empty] | 0.0187 |  | 0.6612 | 0 | 0 | 0
[7 empty] | 0.0187 |  | 0.6612 | 0 | 0 | 0
[7 empty] | 0.0187 |  | 0.6612 | 0 | 0 | 0
[7 empty] | 0.0187 |  | 0.6612 | 0 | 0 | 0
[7 empty] | 0.0187 |  | 0.6612 | 0 | 0 | 0
[7 empty] | 0.0187 |  | 0.6612 | 0 | 0 | 0
[7 empty] | 0.0187 |  | 0.6612 | 0 | 0 | 0
[7 empty] | 0.0187 |  | 0.6612 | 0 | 0 | 0
[7 empty] | 0.0187 |  | 0.6612 | 0 | 0 | 0
[7 empty] | 0.0187 |  | 0.6612 | 0 | 0 | 0
[7 empty] | 0.0187 |  | 0.6612 | 0 | 0 | 0
[7 empty] | 0.0187 |  | 0.6612 | 0 | 0 | 0
[7 empty] | 0.0187 |  | 0.6612 | 0 | 0 | 0
[7 empty] | 0.0187 |  | 0.6612 | 0 | 0 | 0
[7 empty] | 0.0187 |  | 0.6612 | 0 | 0 | 0
[7 empty] | 0.0187 |  | 0.6612 | 0 | 0 | 0
[7 empty] | 0.0187 |  | 0.6612 | 0 | 0 | 0
[7 empty] | 0.0187 |  | 0.6612 | 0 | 0 | 0
[7 empty] | 0.0187 |  | 0.6612 | 0 | 0 | 0
[7 empty] | 0.0187 |  | 0.6612 | 0 | 0 | 0
[7 empty] | 0.0187 |  | 0.6612 | 0 | 0 | 0
[7 empty] | 0.0187 |  | 0.6612 | 0 | 0 | 0
[7 empty] | 0.0187 |  | 0.6612 | 0 | 0 | 0
[7 empty] | 0.0187 |  | 0.6612 | 0 | 0 | 0
[7 empty] | 0.0187 |  | 0.6612 | 0 | 0 | 0
[7 empty] | 0.0187 |  | 0.6612 | 0 | 0 | 0
[7 empty] | 0.0187 |  | 0.6612 | 0 | 0 | 0
[7 empty] | 0.0187 |  | 0.6612 | 0 | 0 | 0
[7 empty] | 0.0187 |  | 0.6612 | 0 | 0 | 0
[7 empty] | 0.0187 |  | 0.6612 | 0 | 0 | 0
[7 empty] | 0.0187 |  | 0.6612 | 0 | 0 | 0
[7 empty] | 0.0187 |  | 0.6612 | 0 | 0 | 0
[7 empty] | 0.0187 |  | 0.6612 | 0 | 0 | 0
[7 empty] | 0.0187 |  | 0.6612 | 0 | 0 | 0
[7 empty] | 0.0187 |  | 0.6612 | 0 | 0 | 0
[7 empty] | 0.0187 |  | 0.6612 | 0 | 0 | 0
[7 empty] | 0.0187 |  | 0.6612 | 0 | 0 | 0
[7 empty] | 0.0187 |  | 0.6612 | 0 | 0 | 0
[7 empty] | 0.0187 |  | 0.6612 | 0 | 0 | 0
[7 empty] | 0.0187 |  | 0.6612 | 0 | 0 | 0
[7 empty] | 0.0187 |  | 0.6612 | 0 | 0 | 0
[7 empty] | 0.0187 |  | 0.6612 | 0 | 0 | 0
[7 empty] | 0.0187 |  | 0.6612 | 0 | 0 | 0
[7 empty] | 0.0187 |  | 0.6612 | 0 | 0 | 0
[7 empty] | 0.0187 |  | 0.6612 | 0 | 0 | 0
[7 empty] | 0.0187 |  | 0.6612 | 0 | 0 | 0
[7 empty] | 0.0187 |  | 0.6612 | 0 | 0 | 0
[7 empty] | 0.0187 |  | 0.6612 | 0 | 0 | 0
[7 empty] | 0.0187 |  | 0.6612 | 0 | 0 | 0
[7 empty] | 0.0187 |  | 0.6612 | 0 | 0 | 0
[7 empty] | 0.0187 |  | 0.6612 | 0 | 0 | 0
[7 empty] | 0.0187 |  | 0.6612 | 0 | 0 | 0
[7 empty] | 0.0187 |  | 0.6612 | 0 | 0 | 0
[7 empty] | 0.0187 |  | 0.6612 | 0 | 0 | 0
[7 empty] | 0.0187 |  | 0.6612 | 0 | 0 | 0
[7 empty] | 0.0187 |  | 0.6612 | 0 | 0 | 0
[7 empty] | 0.0187 |  | 0.6612 | 0 | 0 | 0
[7 empty] | 0.0187 |  | 0.6612 | 0 | 0 | 0
[7 empty] | 0.0187 |  | 0.6612 | 0 | 0 | 0
[7 empty] | 0.0187 |  | 0.6612 | 0 | 0 | 0
[7 empty] | 0.0187 |  | 0.6612 | 0 | 0 | 0
[7 empty] | 0.0187 |  | 0.6612 | 0 | 0 | 0
[7 empty] | 0.0187 |  | 0.6612 | 0 | 0 | 0
[7 empty] | 0.0187 |  | 0.6612 | 0 | 0 | 0
[7 empty] | 0.0187 |  | 0.6612 | 0 | 0 | 0
[7 empty] | 0.0187 |  | 0.6612 | 0 | 0 | 0
[7 empty] | 0.0187 |  | 0.6612 | 0 | 0 | 0
[7 empty] | 0.0187 |  | 0.6612 | 0 | 0 | 0
[7 empty] | 0.0187 |  | 0.6612 | 0 | 0 | 0
[7 empty] | 0.0187 |  | 0.6612 | 0 | 0 | 0
[7 empty] | 0.0187 |  | 0.6612 | 0 | 0 | 0
[7 empty] | 0.0187 |  | 0.6612 | 0 | 0 | 0
[7 empty] | 0.0187 |  | 0.6612 | 0 | 0 | 0
[7 empty] | 0.0187 |  | 0.6612 | 0 | 0 | 0
[7 empty] | 0.0187 |  | 0.6612 | 0 | 0 | 0
[7 empty] | 0.0187 |  | 0.6612 | 0 | 0 | 0
[7 empty] | 0.0187 |  | 0.6612 | 0 | 0 | 0
[7 empty] | 0.0187 |  | 0.6612 | 0 | 0 | 0
[7 empty] | 0.0187 |  | 0.6612 | 0 | 0 | 0
[7 empty] | 0.0187 |  | 0.6612 | 0 | 0 | 0
[7 empty] | 0.0187 |  | 0.6612 | 0 | 0 | 0
[7 empty] | 0.0187 |  | 0.6612 | 0 | 0 | 0
[7 empty] | 0.0187 |  | 0.6612 | 0 | 0 | 0
[7 empty] | 0.0187 |  | 0.6612 | 0 | 0 | 0
[7 empty] | 0.0187 |  | 0.6612 | 0 | 0 | 0
[7 empty] | 0.0187 |  | 0.6612 | 0 | 0 | 0
[7 empty] | 0.0187 |  | 0.6612 | 0 | 0 | 0
[7 empty] | 0.0187 |  | 0.6612 | 0 | 0 | 0
[7 empty] | 0.0187 |  | 0.6612 | 0 | 0 | 0
[7 empty] | 0.0187 |  | 0.6612 | 0 | 0 | 0
[7 empty] | 0.0187 |  | 0.6612 | 0 | 0 | 0
[7 empty] | 0.0187 |  | 0.6612 | 0 | 0 | 0
[7 empty] | 0.0187 |  | 0.6612 | 0 | 0 | 0
[7 empty] | 0.0187 |  | 0.6612 | 0 | 0 | 0
[7 empty] | 0.0187 |  | 0.6612 | 0 | 0 | 0
[7 empty] | 0.0187 |  | 0.6612 | 0 | 0 | 0
[7 empty] | 0.0187 |  | 0.6612 | 0 | 0 | 0
[7 empty] | 0.0187 |  | 0.6612 | 0 | 0 | 0
[7 empty] | 0.0187 |  | 0.6612 | 0 | 0 | 0
[7 empty] | 0.0187 |  | 0.6612 | 0 | 0 | 0
[7 empty] | 0.0187 |  | 0.6612 | 0 | 0 | 0
[7 empty] | 0.0187 |  | 0.6612 | 0 | 0 | 0
[7 empty] | 0.0187 |  | 0.6612 | 0 | 0 | 0
[7 empty] | 0.0187 |  | 0.6612 | 0 | 0 | 0
[7 empty] | 0.0187 |  | 0.6612 | 0 | 0 | 0
[7 empty] | 0.0187 |  | 0.6612 | 0 | 0 | 0
[7 empty] | 0.0187 |  | 0.6612 | 0 | 0 | 0
[7 empty] | 0.0187 |  | 0.6612 | 0 | 0 | 0
[7 empty] | 0.0187 |  | 0.6612 | 0 | 0 | 0
[7 empty] | 0.0187 |  | 0.6612 | 0 | 0 | 0
[7 empty] | 0.0187 |  | 0.6612 | 0 | 0 | 0
[7 empty] | 0.0187 |  | 0.6612 | 0 | 0 | 0
[7 empty] | 0.0187 |  | 0.6612 | 0 | 0 | 0
[7 empty] | 0.0187 |  | 0.6612 | 0 | 0 | 0
[7 empty] | 0.0187 |  | 0.6612 | 0 | 0 | 0
[7 empty] | 0.0187 |  | 0.6612 | 0 | 0 | 0
[7 empty] | 0.0187 |  | 0.6612 | 0 | 0 | 0
[7 empty] | 0.0187 |  | 0.6612 | 0 | 0 | 0
[7 empty] | 0.0187 |  | 0.6612 | 0 | 0 | 0
[7 empty] | 0.0187 |  | 0.6612 | 0 | 0 | 0
[7 empty] | 0.0187 |  | 0.6612 | 0 | 0 | 0
[7 empty] | 0.0187 |  | 0.6612 | 0 | 0 | 0
[7 empty] | 0.0187 |  | 0.6612 | 0 | 0 | 0
[7 empty] | 0.0187 |  | 0.6612 | 0 | 0 | 0
[7 empty] | 0.0187 |  | 0.6612 | 0 | 0 | 0
[7 empty] | 0.0187 |  | 0.6612 | 0 | 0 | 0
[7 empty] | 0.0187 |  | 0.6612 | 0 | 0 | 0
[7 empty] | 0.0187 |  | 0.6612 | 0 | 0 | 0
[7 empty] | 0.0187 |  | 0.6612 | 0 | 0 | 0
[7 empty] | 0.0187 |  | 0.6612 | 0 | 0 | 0
[7 empty] | 0.0187 |  | 0.6612 | 0 | 0 | 0
[7 empty] | 0.0187 |  | 0.6612 | 0 | 0 | 0
[7 empty] | 0.0187 |  | 0.6612 | 0 | 0 | 0
[7 empty] | 0.0187 |  | 0.6612 | 0 | 0 | 0
[7 empty] | 0.0187 |  | 0.6612 | 0 | 0 | 0
[7 empty] | 0.0187 |  | 0.6612 | 0 | 0 | 0
[7 empty] | 0.0187 |  | 0.6612 | 0 | 0 | 0
[7 empty] | 0.0187 |  | 0.6612 | 0 | 0 | 0
[7 empty] | 0.0187 |  | 0.6612 | 0 | 0 | 0
[7 empty] | 0.0187 |  | 0.6612 | 0 | 0 | 0
[7 empty] | 0.0187 |  | 0.6612 | 0 | 0 | 0
[7 empty] | 0.0187 |  | 0.6612 | 0 | 0 | 0
[7 empty] | 0.0187 |  | 0.6612 | 0 | 0 | 0
[7 empty] | 0.0187 |  | 0.6612 | 0 | 0 | 0
[7 empty] | 0.0187 |  | 0.6612 | 0 | 0 | 0
[7 empty] | 0.0187 |  | 0.6612 | 0 | 0 | 0
[7 empty] | 0.0187 |  | 0.6612 | 0 | 0 | 0
[7 empty] | 0.0187 |  | 0.6612 | 0 | 0 | 0
[7 empty] | 0.0187 |  | 0.6612 | 0 | 0 | 0
[7 empty] | 0.0187 |  | 0.6612 | 0 | 0 | 0
[7 empty] | 0.0187 |  | 0.6612 | 0 | 0 | 0
[7 empty] | 0.0187 |  | 0.6612 | 0 | 0 | 0
[7 empty] | 0.0187 |  | 0.6612 | 0 | 0 | 0
[7 empty] | 0.0187 |  | 0.6612 | 0 | 0 | 0
[7 empty] | 0.0187 |  | 0.6612 | 0 | 0 | 0
[7 empty] | 0.0187 |  | 0.6612 | 0 | 0 | 0
[7 empty] | 0.0187 |  | 0.6612 | 0 | 0 | 0
[7 empty] | 0.0187 |  | 0.6612 | 0 | 0 | 0
[7 empty] | 0.0187 |  | 0.6612 | 0 | 0 | 0
[7 empty] | 0.0187 |  | 0.6612 | 0 | 0 | 0
[7 empty] | 0.0187 |  | 0.6612 | 0 | 0 | 0
[7 empty] | 0.0187 |  | 0.6612 | 0 | 0 | 0
[7 empty] | 0.0187 |  | 0.6612 | 0 | 0 | 0
[7 empty] | 0.0187 |  | 0.6612 | 0 | 0 | 0
[7 empty] | 0.0187 |  | 0.6612 | 0 | 0 | 0
[7 empty] | 0.0187 |  | 0.6612 | 0 | 0 | 0
[7 empty] | 0.0187 |  | 0.6612 | 0 | 0 | 0
[7 empty] | 0.0187 |  | 0.6612 | 0 | 0 | 0
[7 empty] | 0.0187 |  | 0.6612 | 0 | 0 | 0
[7 empty] | 0.0187 |  | 0.6612 | 0 | 0 | 0
[7 empty] | 0.0187 |  | 0.6612 | 0 | 0 | 0
[7 empty] | 0.0187 |  | 0.6612 | 0 | 0 | 0
[7 empty] | 0.0187 |  | 0.6612 | 0 | 0 | 0
[7 empty] | 0.0187 |  | 0.6612 | 0 | 0 | 0
[7 empty] | 0.0187 |  | 0.6612 | 0 | 0 | 0
[7 empty] | 0.0187 |  | 0.6612 | 0 | 0 | 0
[7 empty] | 0.0187 |  | 0.6612 | 0 | 0 | 0
[7 empty] | 0.0187 |  | 0.6612 | 0 | 0 | 0
[7 empty] | 0.0187 |  | 0.6612 | 0 | 0 | 0
[7 empty] | 0.0187 |  | 0.6612 | 0 | 0 | 0
[7 empty] | 0.0187 |  | 0.6612 | 0 | 0 | 0
[7 empty] | 0.0187 |  | 0.6612 | 0 | 0 | 0
[7 empty] | 0.0187 |  | 0.6612 | 0 | 0 | 0
[7 empty] | 0.0187 |  | 0.6612 | 0 | 0 | 0
[7 empty] | 0.0187 |  | 0.6612 | 0 | 0 | 0
[7 empty] | 0.0187 |  | 0.6612 | 0 | 0 | 0
[7 empty] | 0.0187 |  | 0.6612 | 0 | 0 | 0
[7 empty] | 0.0187 |  | 0.6612 | 0 | 0 | 0
[7 empty] | 0.0187 |  | 0.6612 | 0 | 0 | 0
[7 empty] | 0.0187 |  | 0.6612 | 0 | 0 | 0
[7 empty] | 0.0187 |  | 0.6612 | 0 | 0 | 0
[7 empty] | 0.0187 |  | 0.6612 | 0 | 0 | 0
[7 empty] | 0.0187 |  | 0.6612 | 0 | 0 | 0
[7 empty] | 0.0187 |  | 0.6612 | 0 | 0 | 0
[7 empty] | 0.0187 |  | 0.6612 | 0 | 0 | 0
[7 empty] | 0.0187 |  | 0.6612 | 0 | 0 | 0
[7 empty] | 0.0187 |  | 0.6612 | 0 | 0 | 0
[7 empty] | 0.0187 |  | 0.6612 | 0 | 0 | 0
[7 empty] | 0.0187 |  | 0.6612 | 0 | 0 | 0
[7 empty] | 0.0187 |  | 0.6612 | 0 | 0 | 0
[7 empty] | 0.0187 |  | 0.6612 | 0 | 0 | 0
[7 empty] | 0.0187 |  | 0.6612 | 0 | 0 | 0
[7 empty] | 0.0187 |  | 0.6612 | 0 | 0 | 0
[7 empty] | 0.0187 |  | 0.6612 | 0 | 0 | 0
[7 empty] | 0.0187 |  | 0.6612 | 0 | 0 | 0
[7 empty] | 0.0187 |  | 0.6612 | 0 | 0 | 0
[7 empty] | 0.0187 |  | 0.6612 | 0 | 0 | 0
[7 empty] | 0.0187 |  | 0.6612 | 0 | 0 | 0
[7 empty] | 0.0187 |  | 0.6612 | 0 | 0 | 0
[7 empty] | 0.0187 |  | 0.6612 | 0 | 0 | 0
[7 empty] | 0.0187 |  | 0.6612 | 0 | 0 | 0
[7 empty] | 0.0187 |  | 0.6612 | 0 | 0 | 0
[7 empty] | 0.0187 |  | 0.6612 | 0 | 0 | 0
[7 empty] | 0.0187 |  | 0.6612 | 0 | 0 | 0
[7 empty] | 0.0187 |  | 0.6612 | 0 | 0 | 0
[7 empty] | 0.0187 |  | 0.6612 | 0 | 0 | 0
[7 empty] | 0.0187 |  | 0.6612 | 0 | 0 | 0
[7 empty] | 0.0187 |  | 0.6612 | 0 | 0 | 0
[7 empty] | 0.0187 |  | 0.6612 | 0 | 0 | 0
[7 empty] | 0.0187 |  | 0.6612 | 0 | 0 | 0
[7 empty] | 0.0187 |  | 0.6612 | 0 | 0 | 0
[7 empty] | 0.0187 |  | 0.6612 | 0 | 0 | 0
[7 empty] | 0.0187 |  | 0.6612 | 0 | 0 | 0
[7 empty] | 0.0187 |  | 0.6612 | 0 | 0 | 0
[7 empty] | 0.0187 |  | 0.6612 | 0 | 0 | 0
[7 empty] | 0.0187 |  | 0.6612 | 0 | 0 | 0
[7 empty] | 0.0187 |  | 0.6612 | 0 | 0 | 0
[7 empty] | 0.0187 |  | 0.6612 | 0 | 0 | 0
[7 empty] | 0.0187 |  | 0.6612 | 0 | 0 | 0
[7 empty] | 0.0187 |  | 0.6612 | 0 | 0 | 0
[7 empty] | 0.0187 |  | 0.6612 | 0 | 0 | 0
[7 empty] | 0.0187 |  | 0.6612 | 0 | 0 | 0
[7 empty] | 0.0187 |  | 0.6612 | 0 | 0 | 0
[7 empty] | 0.0187 |  | 0.6612 | 0 | 0 | 0
[7 empty] | 0.0187 |  | 0.6612 | 0 | 0 | 0
[7 empty] | 0.0187 |  | 0.6612 | 0 | 0 | 0
[7 empty] | 0.0187 |  | 0.6612 | 0 | 0 | 0
[7 empty] | 0.0187 |  | 0.6612 | 0 | 0 | 0
[7 empty] | 0.0187 |  | 0.6612 | 0 | 0 | 0
[7 empty] | 0.0187 |  | 0.6612 | 0 | 0 | 0
[7 empty] | 0.0187 |  | 0.6612 | 0 | 0 | 0
[7 empty] | 0.0187 |  | 0.6612 | 0 | 0 | 0
[7 empty] | 0.0187 |  | 0.6612 | 0 | 0 | 0
[7 empty] | 0.0187 |  | 0.6612 | 0 | 0 | 0
[7 empty] | 0.0187 |  | 0.6612 | 0 | 0 | 0
[7 empty] | 0.0187 |  | 0.6612 | 0 | 0 | 0
[7 empty] | 0.0187 |  | 0.6612 | 0 | 0 | 0
[7 empty] | 0.0187 |  | 0.6612 | 0 | 0 | 0
[7 empty] | 0.0187 |  | 0.6612 | 0 | 0 | 0
[7 empty] | 0.0187 |  | 0.6612 | 0 | 0 | 0
[7 empty] | 0.0187 |  | 0.6612 | 0 | 0 | 0
[7 empty] | 0.0187 |  | 0.6612 | 0 | 0 | 0
[7 empty] | 0.0187 |  | 0.6612 | 0 | 0 | 0
[7 empty] | 0.0187 |  | 0.6612 | 0 | 0 | 0
[7 empty] | 0.0187 |  | 0.6612 | 0 | 0 | 0
[7 empty] | 0.0187 |  | 0.6612 | 0 | 0 | 0
[7 empty] | 0.0187 |  | 0.6612 | 0 | 0 | 0
[7 empty] | 0.0187 |  | 0.6612 | 0 | 0 | 0
[7 empty] | 0.0187 |  | 0.6612 | 0 | 0 | 0
[7 empty] | 0.0187 |  | 0.6612 | 0 | 0 | 0
[7 empty] | 0.0187 |  | 0.6612 | 0 | 0 | 0
[7 empty] | 0.0187 |  | 0.6612 | 0 | 0 | 0
[7 empty] | 0.0187 |  | 0.6612 | 0 | 0 | 0
[7 empty] | 0.0187 |  | 0.6612 | 0 | 0 | 0
[7 empty] | 0.0187 |  | 0.6612 | 0 | 0 | 0
[7 empty] | 0.0187 |  | 0.6612 | 0 | 0 | 0
[7 empty] | 0.0187 |  | 0.6612 | 0 | 0 | 0
[7 empty] | 0.0187 |  | 0.6612 | 0 | 0 | 0
[7 empty] | 0.0187 |  | 0.6612 | 0 | 0 | 0
[7 empty] | 0.0187 |  | 0.6612 | 0 | 0 | 0
[7 empty] | 0.0187 |  | 0.6612 | 0 | 0 | 0
[7 empty] | 0.0187 |  | 0.6612 | 0 | 0 | 0
[7 empty] | 0.0187 |  | 0.6612 | 0 | 0 | 0
[7 empty] | 0.0187 |  | 0.6612 | 0 | 0 | 0
[7 empty] | 0.0187 |  | 0.6612 | 0 | 0 | 0
[7 empty] | 0.0187 |  | 0.6612 | 0 | 0 | 0
[7 empty] | 0.0187 |  | 0.6612 | 0 | 0 | 0
[7 empty] | 0.0187 |  | 0.6612 | 0 | 0 | 0
[7 empty] | 0.0187 |  | 0.6612 | 0 | 0 | 0
[7 empty] | 0.0187 |  | 0.6612 | 0 | 0 | 0
[7 empty] | 0.0187 |  | 0.6612 | 0 | 0 | 0
[7 empty] | 0.0187 |  | 0.6612 | 0 | 0 | 0
[7 empty] | 0.0187 |  | 0.6612 | 0 | 0 | 0
[7 empty] | 0.0187 |  | 0.6612 | 0 | 0 | 0
[7 empty] | 0.0187 |  | 0.6612 | 0 | 0 | 0
[7 empty] | 0.0187 |  | 0.6612 | 0 | 0 | 0
[7 empty] | 0.0187 |  | 0.6612 | 0 | 0 | 0
[7 empty] | 0.0187 |  | 0.6612 | 0 | 0 | 0
[7 empty] | 0.0187 |  | 0.6612 | 0 | 0 | 0
[7 empty] | 0.0187 |  | 0.6612 | 0 | 0 | 0
[7 empty] | 0.0187 |  | 0.6612 | 0 | 0 | 0
[7 empty] | 0.0187 |  | 0.6612 | 0 | 0 | 0
[7 empty] | 0.0187 |  | 0.6612 | 0 | 0 | 0
[7 empty] | 0.0187 |  | 0.6612 | 0 | 0 | 0
[7 empty] | 0.0187 |  | 0.6612 | 0 | 0 | 0
[7 empty] | 0.0187 |  | 0.6612 | 0 | 0 | 0
[7 empty] | 0.0187 |  | 0.6612 | 0 | 0 | 0
[7 empty] | 0.0187 |  | 0.6612 | 0 | 0 | 0
[7 empty] | 0.0187 |  | 0.6612 | 0 | 0 | 0
[7 empty] | 0.0187 |  | 0.6612 | 0 | 0 | 0
[7 empty] | 0.0187 |  | 0.6612 | 0 | 0 | 0
[7 empty] | 0.0187 |  | 0.6612 | 0 | 0 | 0
[7 empty] | 0.0187 |  | 0.6612 | 0 | 0 | 0
[7 empty] | 0.0187 |  | 0.6612 | 0 | 0 | 0
[7 empty] | 0.0187 |  | 0.6612 | 0 | 0 | 0
[7 empty] | 0.0187 |  | 0.6612 | 0 | 0 | 0
[7 empty] | 0.0187 |  | 0.6612 | 0 | 0 | 0
[7 empty] | 0.0187 |  | 0.6612 | 0 | 0 | 0
[7 empty] | 0.0187 |  | 0.6612 | 0 | 0 | 0
[7 empty] | 0.0187 |  | 0.6612 | 0 | 0 | 0
[7 empty] | 0.0187 |  | 0.6612 | 0 | 0 | 0
[7 empty] | 0.0187 |  | 0.6612 | 0 | 0 | 0
[7 empty] | 0.0187 |  | 0.6612 | 0 | 0 | 0
[7 empty] | 0.0187 |  | 0.6612 | 0 | 0 | 0
[7 empty] | 0.0187 |  | 0.6612 | 0 | 0 | 0
[7 empty] | 0.0187 |  | 0.6612 | 0 | 0 | 0
[7 empty] | 0.0187 |  | 0.6612 | 0 | 0 | 0
[7 empty] | 0.0187 |  | 0.6612 | 0 | 0 | 0
[7 empty] | 0.0187 |  | 0.6612 | 0 | 0 | 0
[7 empty] | 0.0187 |  | 0.6612 | 0 | 0 | 0
[7 empty] | 0.0187 |  | 0.6612 | 0 | 0 | 0
[7 empty] | 0.0187 |  | 0.6612 | 0 | 0 | 0
[7 empty] | 0.0187 |  | 0.6612 | 0 | 0 | 0
[7 empty] | 0.0187 |  | 0.6612 | 0 | 0 | 0
[7 empty] | 0.0187 |  | 0.6612 | 0 | 0 | 0
[7 empty] | 0.0187 |  | 0.6612 | 0 | 0 | 0
[7 empty] | 0.0187 |  | 0.6612 | 0 | 0 | 0
[7 empty] | 0.0187 |  | 0.6612 | 0 | 0 | 0
[7 empty] | 0.0187 |  | 0.6612 | 0 | 0 | 0
[7 empty] | 0.0187 |  | 0.6612 | 0 | 0 | 0
[7 empty] | 0.0187 |  | 0.6612 | 0 | 0 | 0
[7 empty] | 0.0187 |  | 0.6612 | 0 | 0 | 0
[7 empty] | 0.0187 |  | 0.6612 | 0 | 0 | 0
[7 empty] | 0.0187 |  | 0.6612 | 0 | 0 | 0
[7 empty] | 0.0187 |  | 0.6612 | 0 | 0 | 0
[7 empty] | 0.0187 |  | 0.6612 | 0 | 0 | 0
[7 empty] | 0.0187 |  | 0.6612 | 0 | 0 | 0
[7 empty] | 0.0187 |  | 0.6612 | 0 | 0 | 0
[7 empty] | 0.0187 |  | 0.6612 | 0 | 0 | 0
[7 empty] | 0.0187 |  | 0.6612 | 0 | 0 | 0
[7 empty] | 0.0187 |  | 0.6612 | 0 | 0 | 0
[7 empty] | 0.0187 |  | 0.6612 | 0 | 0 | 0
[7 empty] | 0.0187 |  | 0.6612 | 0 | 0 | 0
[7 empty] | 0.0187 |  | 0.6612 | 0 | 0 | 0
[7 empty] | 0.0187 |  | 0.6612 | 0 | 0 | 0
[7 empty] | 0.0187 |  | 0.6612 | 0 | 0 | 0
[7 empty] | 0.0187 |  | 0.6612 | 0 | 0 | 0
[7 empty] | 0.0187 |  | 0.6612 | 0 | 0 | 0
[7 empty] | 0.0187 |  | 0.6612 | 0 | 0 | 0
[7 empty] | 0.0187 |  | 0.6612 | 0 | 0 | 0
[7 empty] | 0.0187 |  | 0.6612 | 0 | 0 | 0
[7 empty] | 0.0187 |  | 0.6612 | 0 | 0 | 0
[7 empty] | 0.0187 |  | 0.6612 | 0 | 0 | 0
[7 empty] | 0.0187 |  | 0.6612 | 0 | 0 | 0
[7 empty] | 0.0187 |  | 0.6612 | 0 | 0 | 0
[7 empty] | 0.0187 |  | 0.6612 | 0 | 0 | 0
[7 empty] | 0.0187 |  | 0.6612 | 0 | 0 | 0
[7 empty] | 0.0187 |  | 0.6612 | 0 | 0 | 0
[7 empty] | 0.0187 |  | 0.6612 | 0 | 0 | 0
[7 empty] | 0.0187 |  | 0.6612 | 0 | 0 | 0
[7 empty] | 0.0187 |  | 0.6612 | 0 | 0 | 0
[7 empty] | 0.0187 |  | 0.6612 | 0 | 0 | 0
[7 empty] | 0.0187 |  | 0.6612 | 0 | 0 | 0
[7 empty] | 0.0187 |  | 0.6612 | 0 | 0 | 0
[7 empty] | 0.0187 |  | 0.6612 | 0 | 0 | 0
[7 empty] | 0.0187 |  | 0.6612 | 0 | 0 | 0
[7 empty] | 0.0187 |  | 0.6612 | 0 | 0 | 0
[7 empty] | 0.0187 |  | 0.6612 | 0 | 0 | 0
[7 empty] | 0.0187 |  | 0.6612 | 0 | 0 | 0
[7 empty] | 0.0187 |  | 0.6612 | 0 | 0 | 0
[7 empty] | 0.0187 |  | 0.6612 | 0 | 0 | 0
[7 empty] | 0.0187 |  | 0.6612 | 0 | 0 | 0
[7 empty] | 0.0187 |  | 0.6612 | 0 | 0 | 0
[7 empty] | 0.0187 |  | 0.6612 | 0 | 0 | 0
[7 empty] | 0.0187 |  | 0.6612 | 0 | 0 | 0
[7 empty] | 0.0187 |  | 0.6612 | 0 | 0 | 0
[7 empty] | 0.0187 |  | 0.6612 | 0 | 0 | 0
[7 empty] | 0.0187 |  | 0.6612 | 0 | 0 | 0
[7 empty] | 0.0187 |  | 0.6612 | 0 | 0 | 0
[7 empty] | 0.0187 |  | 0.6612 | 0 | 0 | 0
[7 empty] | 0.0187 |  | 0.6612 | 0 | 0 | 0
[7 empty] | 0.0187 |  | 0.6612 | 0 | 0 | 0
[7 empty] | 0.0187 |  | 0.6612 | 0 | 0 | 0
[7 empty] | 0.0187 |  | 0.6612 | 0 | 0 | 0
[7 empty] | 0.0187 |  | 0.6612 | 0 | 0 | 0
[7 empty] | 0.0187 |  | 0.6612 | 0 | 0 | 0
[7 empty] | 0.0187 |  | 0.6612 | 0 | 0 | 0
[7 empty] | 0.0187 |  | 0.6612 | 0 | 0 | 0
[7 empty] | 0.0187 |  | 0.6612 | 0 | 0 | 0
[7 empty] | 0.0187 |  | 0.6612 | 0 | 0 | 0
[7 empty] | 0.0187 |  | 0.6612 | 0 | 0 | 0
[7 empty] | 0.0187 |  | 0.6612 | 0 | 0 | 0
[7 empty] | 0.0187 |  | 0.6612 | 0 | 0 | 0
[7 empty] | 0.0187 |  | 0.6612 | 0 | 0 | 0
[7 empty] | 0.0187 |  | 0.6612 | 0 | 0 | 0
[7 empty] | 0.0187 |  | 0.6612 | 0 | 0 | 0
[7 empty] | 0.0187 |  | 0.6612 | 0 | 0 | 0
[7 empty] | 0.0187 |  | 0.6612 | 0 | 0 | 0
[7 empty] | 0.0187 |  | 0.6612 | 0 | 0 | 0
[7 empty] | 0.0187 |  | 0.6612 | 0 | 0 | 0
[7 empty] | 0.0187 |  | 0.6612 | 0 | 0 | 0
[7 empty] | 0.0187 |  | 0.6612 | 0 | 0 | 0
[7 empty] | 0.0187 |  | 0.6612 | 0 | 0 | 0
[7 empty] | 0.0187 |  | 0.6612 | 0 | 0 | 0
[7 empty] | 0.0187 |  | 0.6612 | 0 | 0 | 0
[7 empty] | 0.0187 |  | 0.6612 | 0 | 0 | 0
[7 empty] | 0.0187 |  | 0.6612 | 0 | 0 | 0
[7 empty] | 0.0187 |  | 0.6612 | 0 | 0 | 0
[7 empty] | 0.0187 |  | 0.6612 | 0 | 0 | 0
[7 empty] | 0.0187 |  | 0.6612 | 0 | 0 | 0
[7 empty] | 0.0187 |  | 0.6612 | 0 | 0 | 0
[7 empty] | 0.0187 |  | 0.6612 | 0 | 0 | 0
[7 empty] | 0.0187 |  | 0.6612 | 0 | 0 | 0
[7 empty] | 0.0187 |  | 0.6612 | 0 | 0 | 0
[7 empty] | 0.0187 |  | 0.6612 | 0 | 0 | 0
[7 empty] | 0.0187 |  | 0.6612 | 0 | 0 | 0
[7 empty] | 0.0187 |  | 0.6612 | 0 | 0 | 0
[7 empty] | 0.0187 |  | 0.6612 | 0 | 0 | 0
[7 empty] | 0.0187 |  | 0.6612 | 0 | 0 | 0
[7 empty] | 0.0187 |  | 0.6612 | 0 | 0 | 0
[7 empty] | 0.0187 |  | 0.6612 | 0 | 0 | 0
[7 empty] | 0.0187 |  | 0.6612 | 0 | 0 | 0
[7 empty] | 0.0187 |  | 0.6612 | 0 | 0 | 0
[7 empty] | 0.0187 |  | 0.6612 | 0 | 0 | 0
[7 empty] | 0.0187 |  | 0.6612 | 0 | 0 | 0
[7 empty] | 0.0187 |  | 0.6612 | 0 | 0 | 0
[7 empty] | 0.0187 |  | 0.6612 | 0 | 0 | 0
[7 empty] | 0.0187 |  | 0.6612 | 0 | 0 | 0
[7 empty] | 0.0187 |  | 0.6612 | 0 | 0 | 0
[7 empty] | 0.0187 |  | 0.6612 | 0 | 0 | 0
[7 empty] | 0.0187 |  | 0.6612 | 0 | 0 | 0
[7 empty] | 0.0187 |  | 0.6612 | 0 | 0 | 0
[7 empty] | 0.0187 |  | 0.6612 | 0 | 0 | 0
[7 empty] | 0.0187 |  | 0.6612 | 0 | 0 | 0
[7 empty] | 0.0187 |  | 0.6612 | 0 | 0 | 0
[7 empty] | 0.0187 |  | 0.6612 | 0 | 0 | 0
[7 empty] | 0.0187 |  | 0.6612 | 0 | 0 | 0
[7 empty] | 0.0187 |  | 0.6612 | 0 | 0 | 0
[7 empty] | 0.0187 |  | 0.6612 | 0 | 0 | 0
[7 empty] | 0.0187 |  | 0.6612 | 0 | 0 | 0
[7 empty] | 0.0187 |  | 0.6612 | 0 | 0 | 0
[7 empty] | 0.0187 |  | 0.6612 | 0 | 0 | 0
[7 empty] | 0.0187 |  | 0.6612 | 0 | 0 | 0
[7 empty] | 0.0187 |  | 0.6612 | 0 | 0 | 0
[7 empty] | 0.0187 |  | 0.6612 | 0 | 0 | 0
[7 empty] | 0.0187 |  | 0.6612 | 0 | 0 | 0
[7 empty] | 0.0187 |  | 0.6612 | 0 | 0 | 0
[7 empty] | 0.0187 |  | 0.6612 | 0 | 0 | 0
[7 empty] | 0.0187 |  | 0.6612 | 0 | 0 | 0
[7 empty] | 0.0187 |  | 0.6612 | 0 | 0 | 0
[7 empty] | 0.0187 |  | 0.6612 | 0 | 0 | 0
[7 empty] | 0.0187 |  | 0.6612 | 0 | 0 | 0
[7 empty] | 0.0187 |  | 0.6612 | 0 | 0 | 0
[7 empty] | 0.0187 |  | 0.6612 | 0 | 0 | 0
[7 empty] | 0.0187 |  | 0.6612 | 0 | 0 | 0
[7 empty] | 0.0187 |  | 0.6612 | 0 | 0 | 0
[7 empty] | 0.0187 |  | 0.6612 | 0 | 0 | 0
[7 empty] | 0.0187 |  | 0.6612 | 0 | 0 | 0
[7 empty] | 0.0187 |  | 0.6612 | 0 | 0 | 0
[7 empty] | 0.0187 |  | 0.6612 | 0 | 0 | 0
[7 empty] | 0.0187 |  | 0.6612 | 0 | 0 | 0
[7 empty] | 0.0187 |  | 0.6612 | 0 | 0 | 0
[7 empty] | 0.0187 |  | 0.6612 | 0 | 0 | 0
[7 empty] | 0.0187 |  | 0.6612 | 0 | 0 | 0
[7 empty] | 0.0187 |  | 0.6612 | 0 | 0 | 0
[7 empty] | 0.0187 |  | 0.6612 | 0 | 0 | 0
[7 empty] | 0.0187 |  | 0.6612 | 0 | 0 | 0
[7 empty] | 0.0187 |  | 0.6612 | 0 | 0 | 0
[7 empty] | 0.0187 |  | 0.6612 | 0 | 0 | 0
[7 empty] | 0.0187 |  | 0.6612 | 0 | 0 | 0
[7 empty] | 0.0187 |  | 0.6612 | 0 | 0 | 0
| Total |  |  | - | - | - | - | - | - | 6624.3035 | 2738.6277 | 3885.6758

## MPS(calc_process)
Monitoring Spreadsheet: JCM_VN_AM005_ver01.0
Reference Number: VN008
Monitoring Plan Sheet (Calculation Process Sheet) [Attachment to Project Design Document]
1. Calculations for emission reductions |  |  | Fuel type | Value | Units | Parameter
| Emission reductions during the period p |  | N/A | 3885.6758 | tCO2/p | ERp
2. Calculations for reference emissions
| Reference emissions during the period p |  | N/A | 6624.3035 | tCO2/p | REp
3. Calculations of the project emissions
| Project emissions during the period p |  | N/A | 2738.6277 | tCO2/p | PEp
[List of Default Values]
|  | Blackout rate | 0.0187 | fraction

## MSS
Monitoring Spreadsheet: JCM_VN_AM005_ver01.0
Reference Number: VN008
Monitoring Structure Sheet [Attachment to Project Design Document]
| Responsible personnel | Role
| JCM Project Manager | Oversees the planning, implementation, and tracking the tasks within the JCM validation and verification procedures Responsible for communication with TPE and the Secretariat
| JCM Monitoring Manager | Archiving the monitoring data Analysis of the monitored data Preparation of the monitoring report Aggregating and archiving the repair/replacement incidence report from JCM Facilities Manager Reporting to JCM Project Manager
| JCM Facilities Manager | Oversees the operation of JCM facilities Reporting of repair/replacement incidence of the project transformers to the JCM Monitoring Manager

## MRS(input)
Monitoring Spreadsheet: JCM_VN_AM005_ver01.0
Reference Number: VN008
Monitoring Report Sheet (Input Sheet) [For Verification]
Table 1: Parameters monitored ex post
| (a) | (b) | (c) | (d) | (e) | (f) | (g) | (h) | (i) | (j) | (k)
| Monitoring period | Monitoring point No. | Parameters | Description of data | Monitored Values | Units | Monitoring option | Source of data | Measurement methods and procedures | Monitoring frequency | Other comments
|  | N.A. | Hi,p | Energizing time of the project transformer i during the period p | - | hour/p | Option C | On-site measurements. | Counting the number of hours of this monitoring period | Once at the end of this monitoring period | Monitored values are input on "PMS(input_separate)" sheet
Table 2: Project-specific parameters fixed ex ante
| (a) |  | (b) |  | (c) | (d) | (e) |  |  | (f)
| Parameters |  | Description of data |  | Estimated Values | Units | Source of data |  |  | Other comments
| NLLRE,i,j,k |  | No-load losses of the reference transformer i of capacity category k for the power company j |  | - | W | The latest standard for no-load loss required by the power companies, or the specification value of no-load losses set by the power companies |  |  | Values are input on "PMS(input_separate)" sheet
| NLLPJ,i,j,k |  | No-load losses of the project transformer i of capacity category k for the power company j |  | - | W | Manufacturer’s performance test report measured at the time of pre-delivery inspection |  |  | Values are input on "PMS(input_separate)" sheet
| Brp |  | Blackout rate during the period p |  | 0.0187 | fraction | Data obtained from power companies
| UNCi |  | Maximum allowable uncertainty for the no-load losses of the project transformer i |  | - | fractoin | Manufacturer’s performance test report measured at the time of pre-delivery inspection |  |  | Values are input on "PMS(input_separate)" sheet
| EFgrid |  | CO2 emission factor of the grid |  | 0.6612 | tCO2/MWh | Ministry of Natural Resources and Environment (MONRE), Vietnamese DNA for CDM unless otherwise instructed by the Joint Committee
Table3: Ex-post calculation of CO2 emission reductions
| Monitoring Period |  | CO2 emission reductions |  | Units
|  |  | 0 |  | tCO2/p
[Monitoring option]
| Option A |  | Based on public data which is measured by entities other than the project participants (Data used: publicly recognized data such as statistical data and specifications)
| Option B |  | Based on the amount of transaction which is measured directly using measuring equipments (Data used: commercial evidence such as invoices)
| Option C |  | Based on the actual measurement using measuring equipments (Data used: measured values)

## MRS(input_separate)
Monitoring Spreadsheet: JCM_VN_AM005_ver01.0
Reference Number: VN008
|  |  |  | Monitoring period | Parameters monitored ex post | Project-specific parameters fixed ex ante |  |  |  |  | Ex-post calculation of emissions
Parameters | i | k | j | - | Hi,p | NLLRE,i,j,k | NLLPJ,i,j,k | Brp | UNCi | EFgrid | REi,p | PEi,p | ERi,p
Description of data | Identification number of the project transformer | Index which represents type of the project transformer | Identification number of the power company where the transformer i is installed | - | Energizing time of the project transformer i during the period p | No-load losses of the reference transformer i of capacity category k for the power company j | No-load losses of the project transformer i of capacity category k for the power company j | Blackout rate during the period p | Maximum allowable uncertainty for the no-load losses of the project transformer i | CO2 emission factor of the grid | Reference emissions by the transformer i during the period p | Project emissions by the transformer i during the period p | Emissions reductions by the transformer i during the period p
Units | - | - | - | - | hour/p | W | W | fraction | fraction | tCO2/MWh | tCO2/p | tCO2/p | tCO2/p
Estimated values | 1 | 6 | 1 |  |  | 192 | 64 | 0.0187 | 0.15 | 0.6612 | 0 | 0 | 0
| 2 | 6 | 1 |  |  | 192 | 64 | 0.0187 | 0.15 | 0.6612 | 0 | 0 | 0
| 3 | 6 | 1 |  |  | 192 | 64 | 0.0187 | 0.15 | 0.6612 | 0 | 0 | 0
| 4 | 2 | 1 |  |  | 67 | 22 | 0.0187 | 0.15 | 0.6612 | 0 | 0 | 0
| 5 | 2 | 1 |  |  | 67 | 22 | 0.0187 | 0.15 | 0.6612 | 0 | 0 | 0
| 6 | 2 | 1 |  |  | 67 | 22 | 0.0187 | 0.15 | 0.6612 | 0 | 0 | 0
| 7 | 3 | 1 |  |  | 92 | 31 | 0.0187 | 0.15 | 0.6612 | 0 | 0 | 0
| 8 | 3 | 1 |  |  | 92 | 31 | 0.0187 | 0.15 | 0.6612 | 0 | 0 | 0
| 9 | 3 | 1 |  |  | 92 | 31 | 0.0187 | 0.15 | 0.6612 | 0 | 0 | 0
| 10 | 3 | 1 |  |  | 92 | 31 | 0.0187 | 0.15 | 0.6612 | 0 | 0 | 0
| 11 | 3 | 1 |  |  | 92 | 31 | 0.0187 | 0.15 | 0.6612 | 0 | 0 | 0
| 12 | 3 | 1 |  |  | 92 | 31 | 0.0187 | 0.15 | 0.6612 | 0 | 0 | 0
| 13 | 3 | 1 |  |  | 92 | 31 | 0.0187 | 0.15 | 0.6612 | 0 | 0 | 0
| 14 | 3 | 1 |  |  | 92 | 31 | 0.0187 | 0.15 | 0.6612 | 0 | 0 | 0
| 15 | 3 | 1 |  |  | 92 | 31 | 0.0187 | 0.15 | 0.6612 | 0 | 0 | 0
| 16 | 3 | 1 |  |  | 92 | 31 | 0.0187 | 0.15 | 0.6612 | 0 | 0 | 0
| 17 | 3 | 1 |  |  | 92 | 31 | 0.0187 | 0.15 | 0.6612 | 0 | 0 | 0
| 18 | 3 | 1 |  |  | 92 | 31 | 0.0187 | 0.15 | 0.6612 | 0 | 0 | 0
| 19 | 3 | 1 |  |  | 92 | 31 | 0.0187 | 0.15 | 0.6612 | 0 | 0 | 0
| 20 | 3 | 1 |  |  | 92 | 31 | 0.0187 | 0.15 | 0.6612 | 0 | 0 | 0
| 21 | 3 | 1 |  |  | 92 | 31 | 0.0187 | 0.15 | 0.6612 | 0 | 0 | 0
| 22 | 3 | 1 |  |  | 92 | 31 | 0.0187 | 0.15 | 0.6612 | 0 | 0 | 0
| 23 | 3 | 1 |  |  | 92 | 31 | 0.0187 | 0.15 | 0.6612 | 0 | 0 | 0
| 24 | 3 | 1 |  |  | 92 | 31 | 0.0187 | 0.15 | 0.6612 | 0 | 0 | 0
| 25 | 3 | 1 |  |  | 92 | 31 | 0.0187 | 0.15 | 0.6612 | 0 | 0 | 0
| 26 | 3 | 1 |  |  | 92 | 31 | 0.0187 | 0.15 | 0.6612 | 0 | 0 | 0
| 27 | 3 | 1 |  |  | 92 | 31 | 0.0187 | 0.15 | 0.6612 | 0 | 0 | 0
| 28 | 3 | 1 |  |  | 92 | 31 | 0.0187 | 0.15 | 0.6612 | 0 | 0 | 0
| 29 | 3 | 1 |  |  | 92 | 31 | 0.0187 | 0.15 | 0.6612 | 0 | 0 | 0
| 30 | 3 | 1 |  |  | 92 | 31 | 0.0187 | 0.15 | 0.6612 | 0 | 0 | 0
| 31 | 3 | 1 |  |  | 92 | 31 | 0.0187 | 0.15 | 0.6612 | 0 | 0 | 0
| 32 | 3 | 1 |  |  | 92 | 31 | 0.0187 | 0.15 | 0.6612 | 0 | 0 | 0
| 33 | 3 | 1 |  |  | 92 | 31 | 0.0187 | 0.15 | 0.6612 | 0 | 0 | 0
| 34 | 3 | 1 |  |  | 92 | 31 | 0.0187 | 0.15 | 0.6612 | 0 | 0 | 0
| 35 | 3 | 1 |  |  | 92 | 31 | 0.0187 | 0.15 | 0.6612 | 0 | 0 | 0
| 36 | 3 | 1 |  |  | 92 | 31 | 0.0187 | 0.15 | 0.6612 | 0 | 0 | 0
| 37 | 3 | 1 |  |  | 92 | 31 | 0.0187 | 0.15 | 0.6612 | 0 | 0 | 0
| 38 | 3 | 1 |  |  | 92 | 31 | 0.0187 | 0.15 | 0.6612 | 0 | 0 | 0
| 39 | 3 | 1 |  |  | 92 | 31 | 0.0187 | 0.15 | 0.6612 | 0 | 0 | 0
| 40 | 3 | 1 |  |  | 92 | 31 | 0.0187 | 0.15 | 0.6612 | 0 | 0 | 0
| 41 | 3 | 1 |  |  | 92 | 31 | 0.0187 | 0.15 | 0.6612 | 0 | 0 | 0
| 42 | 4 | 1 |  |  | 108 | 36 | 0.0187 | 0.15 | 0.6612 | 0 | 0 | 0
| 43 | 4 | 1 |  |  | 108 | 36 | 0.0187 | 0.15 | 0.6612 | 0 | 0 | 0
| 44 | 4 | 1 |  |  | 108 | 36 | 0.0187 | 0.15 | 0.6612 | 0 | 0 | 0
| 45 | 4 | 1 |  |  | 108 | 36 | 0.0187 | 0.15 | 0.6612 | 0 | 0 | 0
| 46 | 4 | 1 |  |  | 108 | 36 | 0.0187 | 0.15 | 0.6612 | 0 | 0 | 0
| 47 | 4 | 1 |  |  | 108 | 36 | 0.0187 | 0.15 | 0.6612 | 0 | 0 | 0
| 48 | 4 | 1 |  |  | 108 | 36 | 0.0187 | 0.15 | 0.6612 | 0 | 0 | 0
| 49 | 4 | 1 |  |  | 108 | 36 | 0.0187 | 0.15 | 0.6612 | 0 | 0 | 0
| 50 | 4 | 1 |  |  | 108 | 36 | 0.0187 | 0.15 | 0.6612 | 0 | 0 | 0
| 51 | 4 | 1 |  |  | 108 | 36 | 0.0187 | 0.15 | 0.6612 | 0 | 0 | 0
| 52 | 4 | 1 |  |  | 108 | 36 | 0.0187 | 0.15 | 0.6612 | 0 | 0 | 0
| 53 | 4 | 1 |  |  | 108 | 36 | 0.0187 | 0.15 | 0.6612 | 0 | 0 | 0
| 54 | 4 | 1 |  |  | 108 | 36 | 0.0187 | 0.15 | 0.6612 | 0 | 0 | 0
| 55 | 4 | 1 |  |  | 108 | 36 | 0.0187 | 0.15 | 0.6612 | 0 | 0 | 0
| 56 | 4 | 1 |  |  | 108 | 36 | 0.0187 | 0.15 | 0.6612 | 0 | 0 | 0
| 57 | 4 | 1 |  |  | 108 | 36 | 0.0187 | 0.15 | 0.6612 | 0 | 0 | 0
| 58 | 4 | 1 |  |  | 108 | 36 | 0.0187 | 0.15 | 0.6612 | 0 | 0 | 0
| 59 | 4 | 1 |  |  | 108 | 36 | 0.0187 | 0.15 | 0.6612 | 0 | 0 | 0
| 60 | 4 | 1 |  |  | 108 | 36 | 0.0187 | 0.15 | 0.6612 | 0 | 0 | 0
| 61 | 4 | 1 |  |  | 108 | 36 | 0.0187 | 0.15 | 0.6612 | 0 | 0 | 0
| 62 | 4 | 1 |  |  | 108 | 36 | 0.0187 | 0.15 | 0.6612 | 0 | 0 | 0
| 63 | 4 | 1 |  |  | 108 | 36 | 0.0187 | 0.15 | 0.6612 | 0 | 0 | 0
| 64 | 4 | 1 |  |  | 108 | 36 | 0.0187 | 0.15 | 0.6612 | 0 | 0 | 0
| 65 | 10 | 1 |  |  | 340 | 125 | 0.0187 | 0.15 | 0.6612 | 0 | 0 | 0
| 66 | 10 | 1 |  |  | 340 | 125 | 0.0187 | 0.15 | 0.6612 | 0 | 0 | 0
| 67 | 10 | 1 |  |  | 340 | 125 | 0.0187 | 0.15 | 0.6612 | 0 | 0 | 0
| 68 | 10 | 1 |  |  | 340 | 125 | 0.0187 | 0.15 | 0.6612 | 0 | 0 | 0
| 69 | 10 | 1 |  |  | 340 | 125 | 0.0187 | 0.15 | 0.6612 | 0 | 0 | 0
| 70 | 12 | 1 |  |  | 433 | 165 | 0.0187 | 0.15 | 0.6612 | 0 | 0 | 0
| 71 | 12 | 1 |  |  | 433 | 165 | 0.0187 | 0.15 | 0.6612 | 0 | 0 | 0
| 72 | 12 | 1 |  |  | 433 | 165 | 0.0187 | 0.15 | 0.6612 | 0 | 0 | 0
| 73 | 12 | 1 |  |  | 433 | 165 | 0.0187 | 0.15 | 0.6612 | 0 | 0 | 0
| 74 | 12 | 1 |  |  | 433 | 165 | 0.0187 | 0.15 | 0.6612 | 0 | 0 | 0
| 75 | 6 | 2 |  |  | 192 | 64 | 0.0187 | 0.15 | 0.6612 | 0 | 0 | 0
| 76 | 6 | 2 |  |  | 192 | 64 | 0.0187 | 0.15 | 0.6612 | 0 | 0 | 0
| 77 | 6 | 2 |  |  | 192 | 64 | 0.0187 | 0.15 | 0.6612 | 0 | 0 | 0
| 78 | 6 | 2 |  |  | 192 | 64 | 0.0187 | 0.15 | 0.6612 | 0 | 0 | 0
| 79 | 16 | 2 |  |  | 880 | 310 | 0.0187 | 0.15 | 0.6612 | 0 | 0 | 0
| 80 | 16 | 2 |  |  | 880 | 310 | 0.0187 | 0.15 | 0.6612 | 0 | 0 | 0
| 81 | 6 | 2 |  |  | 192 | 64 | 0.0187 | 0.15 | 0.6612 | 0 | 0 | 0
| 82 | 6 | 2 |  |  | 192 | 64 | 0.0187 | 0.15 | 0.6612 | 0 | 0 | 0
| 83 | 6 | 2 |  |  | 192 | 64 | 0.0187 | 0.15 | 0.6612 | 0 | 0 | 0
| 84 | 6 | 2 |  |  | 192 | 64 | 0.0187 | 0.15 | 0.6612 | 0 | 0 | 0
| 85 | 6 | 2 |  |  | 192 | 64 | 0.0187 | 0.15 | 0.6612 | 0 | 0 | 0
| 86 | 6 | 2 |  |  | 192 | 64 | 0.0187 | 0.15 | 0.6612 | 0 | 0 | 0
| 87 | 3 | 2 |  |  | 92 | 31 | 0.0187 | 0.15 | 0.6612 | 0 | 0 | 0
| 88 | 4 | 2 |  |  | 108 | 36 | 0.0187 | 0.15 | 0.6612 | 0 | 0 | 0
| 89 | 4 | 2 |  |  | 108 | 36 | 0.0187 | 0.15 | 0.6612 | 0 | 0 | 0
| 90 | 4 | 2 |  |  | 108 | 36 | 0.0187 | 0.15 | 0.6612 | 0 | 0 | 0
| 91 | 4 | 2 |  |  | 108 | 36 | 0.0187 | 0.15 | 0.6612 | 0 | 0 | 0
| 92 | 4 | 2 |  |  | 108 | 36 | 0.0187 | 0.15 | 0.6612 | 0 | 0 | 0
| 93 | 4 | 2 |  |  | 108 | 36 | 0.0187 | 0.15 | 0.6612 | 0 | 0 | 0
| 94 | 4 | 2 |  |  | 108 | 36 | 0.0187 | 0.15 | 0.6612 | 0 | 0 | 0
| 95 | 4 | 2 |  |  | 108 | 36 | 0.0187 | 0.15 | 0.6612 | 0 | 0 | 0
| 96 | 4 | 2 |  |  | 108 | 36 | 0.0187 | 0.15 | 0.6612 | 0 | 0 | 0
| 97 | 4 | 2 |  |  | 108 | 36 | 0.0187 | 0.15 | 0.6612 | 0 | 0 | 0
| 98 | 4 | 2 |  |  | 108 | 36 | 0.0187 | 0.15 | 0.6612 | 0 | 0 | 0
| 99 | 4 | 2 |  |  | 108 | 36 | 0.0187 | 0.15 | 0.6612 | 0 | 0 | 0
| 100 | 4 | 2 |  |  | 108 | 36 | 0.0187 | 0.15 | 0.6612 | 0 | 0 | 0
| 101 | 4 | 2 |  |  | 108 | 36 | 0.0187 | 0.15 | 0.6612 | 0 | 0 | 0
| 102 | 4 | 2 |  |  | 108 | 36 | 0.0187 | 0.15 | 0.6612 | 0 | 0 | 0
| 103 | 4 | 2 |  |  | 108 | 36 | 0.0187 | 0.15 | 0.6612 | 0 | 0 | 0
| 104 | 4 | 2 |  |  | 108 | 36 | 0.0187 | 0.15 | 0.6612 | 0 | 0 | 0
| 105 | 5 | 2 |  |  | 148 | 49 | 0.0187 | 0.15 | 0.6612 | 0 | 0 | 0
| 106 | 5 | 2 |  |  | 148 | 49 | 0.0187 | 0.15 | 0.6612 | 0 | 0 | 0
| 107 | 5 | 2 |  |  | 148 | 49 | 0.0187 | 0.15 | 0.6612 | 0 | 0 | 0
| 108 | 5 | 2 |  |  | 148 | 49 | 0.0187 | 0.15 | 0.6612 | 0 | 0 | 0
| 109 | 5 | 2 |  |  | 148 | 49 | 0.0187 | 0.15 | 0.6612 | 0 | 0 | 0
| 110 | 5 | 2 |  |  | 148 | 49 | 0.0187 | 0.15 | 0.6612 | 0 | 0 | 0
| 111 | 5 | 2 |  |  | 148 | 49 | 0.0187 | 0.15 | 0.6612 | 0 | 0 | 0
| 112 | 5 | 2 |  |  | 148 | 49 | 0.0187 | 0.15 | 0.6612 | 0 | 0 | 0
| 113 | 8 | 2 |  |  | 280 | 95 | 0.0187 | 0.15 | 0.6612 | 0 | 0 | 0
| 114 | 8 | 2 |  |  | 280 | 95 | 0.0187 | 0.15 | 0.6612 | 0 | 0 | 0
| 115 | 8 | 2 |  |  | 280 | 95 | 0.0187 | 0.15 | 0.6612 | 0 | 0 | 0
| 116 | 8 | 2 |  |  | 280 | 95 | 0.0187 | 0.15 | 0.6612 | 0 | 0 | 0
| 117 | 8 | 2 |  |  | 280 | 95 | 0.0187 | 0.15 | 0.6612 | 0 | 0 | 0
| 118 | 8 | 2 |  |  | 280 | 95 | 0.0187 | 0.15 | 0.6612 | 0 | 0 | 0
| 119 | 8 | 2 |  |  | 280 | 95 | 0.0187 | 0.15 | 0.6612 | 0 | 0 | 0
| 120 | 8 | 2 |  |  | 280 | 95 | 0.0187 | 0.15 | 0.6612 | 0 | 0 | 0
| 121 | 10 | 2 |  |  | 340 | 125 | 0.0187 | 0.15 | 0.6612 | 0 | 0 | 0
| 122 | 10 | 2 |  |  | 340 | 125 | 0.0187 | 0.15 | 0.6612 | 0 | 0 | 0
| 123 | 10 | 2 |  |  | 340 | 125 | 0.0187 | 0.15 | 0.6612 | 0 | 0 | 0
| 124 | 10 | 2 |  |  | 340 | 125 | 0.0187 | 0.15 | 0.6612 | 0 | 0 | 0
| 125 | 10 | 2 |  |  | 340 | 125 | 0.0187 | 0.15 | 0.6612 | 0 | 0 | 0
| 126 | 10 | 2 |  |  | 340 | 125 | 0.0187 | 0.15 | 0.6612 | 0 | 0 | 0
| 127 | 10 | 2 |  |  | 340 | 125 | 0.0187 | 0.15 | 0.6612 | 0 | 0 | 0
| 128 | 10 | 2 |  |  | 340 | 125 | 0.0187 | 0.15 | 0.6612 | 0 | 0 | 0
| 129 | 10 | 2 |  |  | 340 | 125 | 0.0187 | 0.15 | 0.6612 | 0 | 0 | 0
| 130 | 10 | 2 |  |  | 340 | 125 | 0.0187 | 0.15 | 0.6612 | 0 | 0 | 0
| 131 | 12 | 2 |  |  | 433 | 165 | 0.0187 | 0.15 | 0.6612 | 0 | 0 | 0
| 132 | 12 | 2 |  |  | 433 | 165 | 0.0187 | 0.15 | 0.6612 | 0 | 0 | 0
| 133 | 12 | 2 |  |  | 433 | 165 | 0.0187 | 0.15 | 0.6612 | 0 | 0 | 0
| 134 | 12 | 2 |  |  | 433 | 165 | 0.0187 | 0.15 | 0.6612 | 0 | 0 | 0
| 135 | 12 | 2 |  |  | 433 | 165 | 0.0187 | 0.15 | 0.6612 | 0 | 0 | 0
| 136 | 12 | 2 |  |  | 433 | 165 | 0.0187 | 0.15 | 0.6612 | 0 | 0 | 0
| 137 | 12 | 2 |  |  | 433 | 165 | 0.0187 | 0.15 | 0.6612 | 0 | 0 | 0
| 138 | 12 | 2 |  |  | 433 | 165 | 0.0187 | 0.15 | 0.6612 | 0 | 0 | 0
| 139 | 14 | 2 |  |  | 787 | 270 | 0.0187 | 0.15 | 0.6612 | 0 | 0 | 0
| 140 | 14 | 2 |  |  | 787 | 270 | 0.0187 | 0.15 | 0.6612 | 0 | 0 | 0
| 141 | 14 | 2 |  |  | 787 | 270 | 0.0187 | 0.15 | 0.6612 | 0 | 0 | 0
| 142 | 14 | 2 |  |  | 787 | 270 | 0.0187 | 0.15 | 0.6612 | 0 | 0 | 0
| 143 | 16 | 2 |  |  | 880 | 310 | 0.0187 | 0.15 | 0.6612 | 0 | 0 | 0
| 144 | 16 | 2 |  |  | 880 | 310 | 0.0187 | 0.15 | 0.6612 | 0 | 0 | 0
| 145 | 16 | 2 |  |  | 880 | 310 | 0.0187 | 0.15 | 0.6612 | 0 | 0 | 0
| 146 | 3 | 3 |  |  | 92 | 31 | 0.0187 | 0.15 | 0.6612 | 0 | 0 | 0
| 147 | 3 | 3 |  |  | 92 | 31 | 0.0187 | 0.15 | 0.6612 | 0 | 0 | 0
| 148 | 3 | 3 |  |  | 92 | 31 | 0.0187 | 0.15 | 0.6612 | 0 | 0 | 0
| 149 | 3 | 3 |  |  | 92 | 31 | 0.0187 | 0.15 | 0.6612 | 0 | 0 | 0
| 150 | 3 | 3 |  |  | 92 | 31 | 0.0187 | 0.15 | 0.6612 | 0 | 0 | 0
| 151 | 3 | 3 |  |  | 92 | 31 | 0.0187 | 0.15 | 0.6612 | 0 | 0 | 0
| 152 | 3 | 3 |  |  | 92 | 31 | 0.0187 | 0.15 | 0.6612 | 0 | 0 | 0
| 153 | 3 | 3 |  |  | 92 | 31 | 0.0187 | 0.15 | 0.6612 | 0 | 0 | 0
| 154 | 3 | 3 |  |  | 92 | 31 | 0.0187 | 0.15 | 0.6612 | 0 | 0 | 0
| 155 | 3 | 3 |  |  | 92 | 31 | 0.0187 | 0.15 | 0.6612 | 0 | 0 | 0
| 156 | 3 | 3 |  |  | 92 | 31 | 0.0187 | 0.15 | 0.6612 | 0 | 0 | 0
| 157 | 3 | 3 |  |  | 92 | 31 | 0.0187 | 0.15 | 0.6612 | 0 | 0 | 0
| 158 | 3 | 3 |  |  | 92 | 31 | 0.0187 | 0.15 | 0.6612 | 0 | 0 | 0
| 159 | 3 | 3 |  |  | 92 | 31 | 0.0187 | 0.15 | 0.6612 | 0 | 0 | 0
| 160 | 3 | 3 |  |  | 92 | 31 | 0.0187 | 0.15 | 0.6612 | 0 | 0 | 0
| 161 | 3 | 3 |  |  | 92 | 31 | 0.0187 | 0.15 | 0.6612 | 0 | 0 | 0
| 162 | 3 | 3 |  |  | 92 | 31 | 0.0187 | 0.15 | 0.6612 | 0 | 0 | 0
| 163 | 3 | 3 |  |  | 92 | 31 | 0.0187 | 0.15 | 0.6612 | 0 | 0 | 0
| 164 | 3 | 3 |  |  | 92 | 31 | 0.0187 | 0.15 | 0.6612 | 0 | 0 | 0
| 165 | 3 | 3 |  |  | 92 | 31 | 0.0187 | 0.15 | 0.6612 | 0 | 0 | 0
| 166 | 3 | 3 |  |  | 92 | 31 | 0.0187 | 0.15 | 0.6612 | 0 | 0 | 0
| 167 | 3 | 3 |  |  | 92 | 31 | 0.0187 | 0.15 | 0.6612 | 0 | 0 | 0
| 168 | 3 | 3 |  |  | 92 | 31 | 0.0187 | 0.15 | 0.6612 | 0 | 0 | 0
| 169 | 3 | 3 |  |  | 92 | 31 | 0.0187 | 0.15 | 0.6612 | 0 | 0 | 0
| 170 | 3 | 3 |  |  | 92 | 31 | 0.0187 | 0.15 | 0.6612 | 0 | 0 | 0
| 171 | 3 | 3 |  |  | 92 | 31 | 0.0187 | 0.15 | 0.6612 | 0 | 0 | 0
| 172 | 3 | 3 |  |  | 92 | 31 | 0.0187 | 0.15 | 0.6612 | 0 | 0 | 0
| 173 | 3 | 3 |  |  | 92 | 31 | 0.0187 | 0.15 | 0.6612 | 0 | 0 | 0
| 174 | 3 | 3 |  |  | 92 | 31 | 0.0187 | 0.15 | 0.6612 | 0 | 0 | 0
| 175 | 3 | 3 |  |  | 92 | 31 | 0.0187 | 0.15 | 0.6612 | 0 | 0 | 0
| 176 | 3 | 3 |  |  | 92 | 31 | 0.0187 | 0.15 | 0.6612 | 0 | 0 | 0
| 177 | 3 | 3 |  |  | 92 | 31 | 0.0187 | 0.15 | 0.6612 | 0 | 0 | 0
| 178 | 3 | 3 |  |  | 92 | 31 | 0.0187 | 0.15 | 0.6612 | 0 | 0 | 0
| 179 | 3 | 3 |  |  | 92 | 31 | 0.0187 | 0.15 | 0.6612 | 0 | 0 | 0
| 180 | 3 | 3 |  |  | 92 | 31 | 0.0187 | 0.15 | 0.6612 | 0 | 0 | 0
| 181 | 3 | 3 |  |  | 92 | 31 | 0.0187 | 0.15 | 0.6612 | 0 | 0 | 0
| 182 | 3 | 3 |  |  | 92 | 31 | 0.0187 | 0.15 | 0.6612 | 0 | 0 | 0
| 183 | 3 | 3 |  |  | 92 | 31 | 0.0187 | 0.15 | 0.6612 | 0 | 0 | 0
| 184 | 3 | 3 |  |  | 92 | 31 | 0.0187 | 0.15 | 0.6612 | 0 | 0 | 0
| 185 | 3 | 3 |  |  | 92 | 31 | 0.0187 | 0.15 | 0.6612 | 0 | 0 | 0
| 186 | 3 | 3 |  |  | 92 | 31 | 0.0187 | 0.15 | 0.6612 | 0 | 0 | 0
| 187 | 3 | 3 |  |  | 92 | 31 | 0.0187 | 0.15 | 0.6612 | 0 | 0 | 0
| 188 | 3 | 3 |  |  | 92 | 31 | 0.0187 | 0.15 | 0.6612 | 0 | 0 | 0
| 189 | 3 | 3 |  |  | 92 | 31 | 0.0187 | 0.15 | 0.6612 | 0 | 0 | 0
| 190 | 3 | 3 |  |  | 92 | 31 | 0.0187 | 0.15 | 0.6612 | 0 | 0 | 0
| 191 | 3 | 3 |  |  | 92 | 31 | 0.0187 | 0.15 | 0.6612 | 0 | 0 | 0
| 192 | 3 | 3 |  |  | 92 | 31 | 0.0187 | 0.15 | 0.6612 | 0 | 0 | 0
| 193 | 3 | 3 |  |  | 92 | 31 | 0.0187 | 0.15 | 0.6612 | 0 | 0 | 0
| 194 | 3 | 3 |  |  | 92 | 31 | 0.0187 | 0.15 | 0.6612 | 0 | 0 | 0
| 195 | 3 | 3 |  |  | 92 | 31 | 0.0187 | 0.15 | 0.6612 | 0 | 0 | 0
| 196 | 3 | 3 |  |  | 92 | 31 | 0.0187 | 0.15 | 0.6612 | 0 | 0 | 0
| 197 | 3 | 3 |  |  | 92 | 31 | 0.0187 | 0.15 | 0.6612 | 0 | 0 | 0
| 198 | 3 | 3 |  |  | 92 | 31 | 0.0187 | 0.15 | 0.6612 | 0 | 0 | 0
| 199 | 3 | 3 |  |  | 92 | 31 | 0.0187 | 0.15 | 0.6612 | 0 | 0 | 0
| 200 | 3 | 3 |  |  | 92 | 31 | 0.0187 | 0.15 | 0.6612 | 0 | 0 | 0
| 201 | 3 | 3 |  |  | 92 | 31 | 0.0187 | 0.15 | 0.6612 | 0 | 0 | 0
| 202 | 3 | 3 |  |  | 92 | 31 | 0.0187 | 0.15 | 0.6612 | 0 | 0 | 0
| 203 | 3 | 3 |  |  | 92 | 31 | 0.0187 | 0.15 | 0.6612 | 0 | 0 | 0
| 204 | 3 | 3 |  |  | 92 | 31 | 0.0187 | 0.15 | 0.6612 | 0 | 0 | 0
| 205 | 3 | 3 |  |  | 92 | 31 | 0.0187 | 0.15 | 0.6612 | 0 | 0 | 0
| 206 | 3 | 3 |  |  | 92 | 31 | 0.0187 | 0.15 | 0.6612 | 0 | 0 | 0
| 207 | 3 | 3 |  |  | 92 | 31 | 0.0187 | 0.15 | 0.6612 | 0 | 0 | 0
| 208 | 3 | 3 |  |  | 92 | 31 | 0.0187 | 0.15 | 0.6612 | 0 | 0 | 0
| 209 | 3 | 3 |  |  | 92 | 31 | 0.0187 | 0.15 | 0.6612 | 0 | 0 | 0
| 210 | 3 | 3 |  |  | 92 | 31 | 0.0187 | 0.15 | 0.6612 | 0 | 0 | 0
| 211 | 3 | 3 |  |  | 92 | 31 | 0.0187 | 0.15 | 0.6612 | 0 | 0 | 0
| 212 | 3 | 3 |  |  | 92 | 31 | 0.0187 | 0.15 | 0.6612 | 0 | 0 | 0
| 213 | 3 | 3 |  |  | 92 | 31 | 0.0187 | 0.15 | 0.6612 | 0 | 0 | 0
| 214 | 3 | 3 |  |  | 92 | 31 | 0.0187 | 0.15 | 0.6612 | 0 | 0 | 0
| 215 | 3 | 3 |  |  | 92 | 31 | 0.0187 | 0.15 | 0.6612 | 0 | 0 | 0
| 216 | 3 | 3 |  |  | 92 | 31 | 0.0187 | 0.15 | 0.6612 | 0 | 0 | 0
| 217 | 3 | 3 |  |  | 92 | 31 | 0.0187 | 0.15 | 0.6612 | 0 | 0 | 0
| 218 | 3 | 3 |  |  | 92 | 31 | 0.0187 | 0.15 | 0.6612 | 0 | 0 | 0
| 219 | 3 | 3 |  |  | 92 | 31 | 0.0187 | 0.15 | 0.6612 | 0 | 0 | 0
| 220 | 3 | 3 |  |  | 92 | 31 | 0.0187 | 0.15 | 0.6612 | 0 | 0 | 0
| 221 | 3 | 3 |  |  | 92 | 31 | 0.0187 | 0.15 | 0.6612 | 0 | 0 | 0
| 222 | 3 | 3 |  |  | 92 | 31 | 0.0187 | 0.15 | 0.6612 | 0 | 0 | 0
| 223 | 3 | 3 |  |  | 92 | 31 | 0.0187 | 0.15 | 0.6612 | 0 | 0 | 0
| 224 | 4 | 3 |  |  | 108 | 36 | 0.0187 | 0.15 | 0.6612 | 0 | 0 | 0
| 225 | 4 | 3 |  |  | 108 | 36 | 0.0187 | 0.15 | 0.6612 | 0 | 0 | 0
| 226 | 4 | 3 |  |  | 108 | 36 | 0.0187 | 0.15 | 0.6612 | 0 | 0 | 0
| 227 | 4 | 3 |  |  | 108 | 36 | 0.0187 | 0.15 | 0.6612 | 0 | 0 | 0
| 228 | 4 | 3 |  |  | 108 | 36 | 0.0187 | 0.15 | 0.6612 | 0 | 0 | 0
| 229 | 4 | 3 |  |  | 108 | 36 | 0.0187 | 0.15 | 0.6612 | 0 | 0 | 0
| 230 | 4 | 3 |  |  | 108 | 36 | 0.0187 | 0.15 | 0.6612 | 0 | 0 | 0
| 231 | 4 | 3 |  |  | 108 | 36 | 0.0187 | 0.15 | 0.6612 | 0 | 0 | 0
| 232 | 5 | 3 |  |  | 148 | 49 | 0.0187 | 0.15 | 0.6612 | 0 | 0 | 0
| 233 | 5 | 3 |  |  | 148 | 49 | 0.0187 | 0.15 | 0.6612 | 0 | 0 | 0
| 234 | 5 | 3 |  |  | 148 | 49 | 0.0187 | 0.15 | 0.6612 | 0 | 0 | 0
| 235 | 5 | 3 |  |  | 148 | 49 | 0.0187 | 0.15 | 0.6612 | 0 | 0 | 0
| 236 | 5 | 3 |  |  | 148 | 49 | 0.0187 | 0.15 | 0.6612 | 0 | 0 | 0
| 237 | 5 | 3 |  |  | 148 | 49 | 0.0187 | 0.15 | 0.6612 | 0 | 0 | 0
| 238 | 5 | 3 |  |  | 148 | 49 | 0.0187 | 0.15 | 0.6612 | 0 | 0 | 0
| 239 | 5 | 3 |  |  | 148 | 49 | 0.0187 | 0.15 | 0.6612 | 0 | 0 | 0
| 240 | 5 | 3 |  |  | 148 | 49 | 0.0187 | 0.15 | 0.6612 | 0 | 0 | 0
| 241 | 5 | 3 |  |  | 148 | 49 | 0.0187 | 0.15 | 0.6612 | 0 | 0 | 0
| 242 | 5 | 3 |  |  | 148 | 49 | 0.0187 | 0.15 | 0.6612 | 0 | 0 | 0
| 243 | 5 | 3 |  |  | 148 | 49 | 0.0187 | 0.15 | 0.6612 | 0 | 0 | 0
| 244 | 5 | 3 |  |  | 148 | 49 | 0.0187 | 0.15 | 0.6612 | 0 | 0 | 0
| 245 | 5 | 3 |  |  | 148 | 49 | 0.0187 | 0.15 | 0.6612 | 0 | 0 | 0
| 246 | 5 | 3 |  |  | 148 | 49 | 0.0187 | 0.15 | 0.6612 | 0 | 0 | 0
| 247 | 5 | 3 |  |  | 148 | 49 | 0.0187 | 0.15 | 0.6612 | 0 | 0 | 0
| 248 | 5 | 3 |  |  | 148 | 49 | 0.0187 | 0.15 | 0.6612 | 0 | 0 | 0
| 249 | 5 | 3 |  |  | 148 | 49 | 0.0187 | 0.15 | 0.6612 | 0 | 0 | 0
| 250 | 5 | 3 |  |  | 148 | 49 | 0.0187 | 0.15 | 0.6612 | 0 | 0 | 0
| 251 | 5 | 3 |  |  | 148 | 49 | 0.0187 | 0.15 | 0.6612 | 0 | 0 | 0
| 252 | 5 | 3 |  |  | 148 | 49 | 0.0187 | 0.15 | 0.6612 | 0 | 0 | 0
| 253 | 5 | 3 |  |  | 148 | 49 | 0.0187 | 0.15 | 0.6612 | 0 | 0 | 0
| 254 | 5 | 3 |  |  | 148 | 49 | 0.0187 | 0.15 | 0.6612 | 0 | 0 | 0
| 255 | 5 | 3 |  |  | 148 | 49 | 0.0187 | 0.15 | 0.6612 | 0 | 0 | 0
| 256 | 5 | 3 |  |  | 148 | 49 | 0.0187 | 0.15 | 0.6612 | 0 | 0 | 0
| 257 | 5 | 3 |  |  | 148 | 49 | 0.0187 | 0.15 | 0.6612 | 0 | 0 | 0
| 258 | 5 | 3 |  |  | 148 | 49 | 0.0187 | 0.15 | 0.6612 | 0 | 0 | 0
| 259 | 5 | 3 |  |  | 148 | 49 | 0.0187 | 0.15 | 0.6612 | 0 | 0 | 0
| 260 | 5 | 3 |  |  | 148 | 49 | 0.0187 | 0.15 | 0.6612 | 0 | 0 | 0
| 261 | 5 | 3 |  |  | 148 | 49 | 0.0187 | 0.15 | 0.6612 | 0 | 0 | 0
| 262 | 5 | 3 |  |  | 148 | 49 | 0.0187 | 0.15 | 0.6612 | 0 | 0 | 0
| 263 | 5 | 3 |  |  | 148 | 49 | 0.0187 | 0.15 | 0.6612 | 0 | 0 | 0
| 264 | 5 | 3 |  |  | 148 | 49 | 0.0187 | 0.15 | 0.6612 | 0 | 0 | 0
| 265 | 5 | 3 |  |  | 148 | 49 | 0.0187 | 0.15 | 0.6612 | 0 | 0 | 0
| 266 | 5 | 3 |  |  | 148 | 49 | 0.0187 | 0.15 | 0.6612 | 0 | 0 | 0
| 267 | 5 | 3 |  |  | 148 | 49 | 0.0187 | 0.15 | 0.6612 | 0 | 0 | 0
| 268 | 5 | 3 |  |  | 148 | 49 | 0.0187 | 0.15 | 0.6612 | 0 | 0 | 0
| 269 | 5 | 3 |  |  | 148 | 49 | 0.0187 | 0.15 | 0.6612 | 0 | 0 | 0
| 270 | 5 | 3 |  |  | 148 | 49 | 0.0187 | 0.15 | 0.6612 | 0 | 0 | 0
| 271 | 5 | 3 |  |  | 148 | 49 | 0.0187 | 0.15 | 0.6612 | 0 | 0 | 0
| 272 | 5 | 3 |  |  | 148 | 49 | 0.0187 | 0.15 | 0.6612 | 0 | 0 | 0
| 273 | 5 | 3 |  |  | 148 | 49 | 0.0187 | 0.15 | 0.6612 | 0 | 0 | 0
| 274 | 5 | 3 |  |  | 148 | 49 | 0.0187 | 0.15 | 0.6612 | 0 | 0 | 0
| 275 | 5 | 3 |  |  | 148 | 49 | 0.0187 | 0.15 | 0.6612 | 0 | 0 | 0
| 276 | 5 | 3 |  |  | 148 | 49 | 0.0187 | 0.15 | 0.6612 | 0 | 0 | 0
| 277 | 5 | 3 |  |  | 148 | 49 | 0.0187 | 0.15 | 0.6612 | 0 | 0 | 0
| 278 | 5 | 3 |  |  | 148 | 49 | 0.0187 | 0.15 | 0.6612 | 0 | 0 | 0
| 279 | 5 | 3 |  |  | 148 | 49 | 0.0187 | 0.15 | 0.6612 | 0 | 0 | 0
| 280 | 5 | 3 |  |  | 148 | 49 | 0.0187 | 0.15 | 0.6612 | 0 | 0 | 0
| 281 | 5 | 3 |  |  | 148 | 49 | 0.0187 | 0.15 | 0.6612 | 0 | 0 | 0
| 282 | 5 | 3 |  |  | 148 | 49 | 0.0187 | 0.15 | 0.6612 | 0 | 0 | 0
| 283 | 5 | 3 |  |  | 148 | 49 | 0.0187 | 0.15 | 0.6612 | 0 | 0 | 0
| 284 | 5 | 3 |  |  | 148 | 49 | 0.0187 | 0.15 | 0.6612 | 0 | 0 | 0
| 285 | 5 | 3 |  |  | 148 | 49 | 0.0187 | 0.15 | 0.6612 | 0 | 0 | 0
| 286 | 5 | 3 |  |  | 148 | 49 | 0.0187 | 0.15 | 0.6612 | 0 | 0 | 0
| 287 | 5 | 3 |  |  | 148 | 49 | 0.0187 | 0.15 | 0.6612 | 0 | 0 | 0
| 288 | 5 | 3 |  |  | 148 | 49 | 0.0187 | 0.15 | 0.6612 | 0 | 0 | 0
| 289 | 5 | 3 |  |  | 148 | 49 | 0.0187 | 0.15 | 0.6612 | 0 | 0 | 0
| 290 | 5 | 3 |  |  | 148 | 49 | 0.0187 | 0.15 | 0.6612 | 0 | 0 | 0
| 291 | 5 | 3 |  |  | 148 | 49 | 0.0187 | 0.15 | 0.6612 | 0 | 0 | 0
| 292 | 7 | 3 |  |  | 205 | 70 | 0.0187 | 0.15 | 0.6612 | 0 | 0 | 0
| 293 | 7 | 3 |  |  | 205 | 70 | 0.0187 | 0.15 | 0.6612 | 0 | 0 | 0
| 294 | 7 | 3 |  |  | 205 | 70 | 0.0187 | 0.15 | 0.6612 | 0 | 0 | 0
| 295 | 8 | 3 |  |  | 280 | 95 | 0.0187 | 0.15 | 0.6612 | 0 | 0 | 0
| 296 | 8 | 3 |  |  | 280 | 95 | 0.0187 | 0.15 | 0.6612 | 0 | 0 | 0
| 297 | 8 | 3 |  |  | 280 | 95 | 0.0187 | 0.15 | 0.6612 | 0 | 0 | 0
| 298 | 8 | 3 |  |  | 280 | 95 | 0.0187 | 0.15 | 0.6612 | 0 | 0 | 0
| 299 | 9 | 3 |  |  | 315 | 108 | 0.0187 | 0.15 | 0.6612 | 0 | 0 | 0
| 300 | 9 | 3 |  |  | 315 | 108 | 0.0187 | 0.15 | 0.6612 | 0 | 0 | 0
| 301 | 9 | 3 |  |  | 315 | 108 | 0.0187 | 0.15 | 0.6612 | 0 | 0 | 0
| 302 | 9 | 3 |  |  | 315 | 108 | 0.0187 | 0.15 | 0.6612 | 0 | 0 | 0
| 303 | 9 | 3 |  |  | 315 | 108 | 0.0187 | 0.15 | 0.6612 | 0 | 0 | 0
| 304 | 9 | 3 |  |  | 315 | 108 | 0.0187 | 0.15 | 0.6612 | 0 | 0 | 0
| 305 | 9 | 3 |  |  | 315 | 108 | 0.0187 | 0.15 | 0.6612 | 0 | 0 | 0
| 306 | 9 | 3 |  |  | 315 | 108 | 0.0187 | 0.15 | 0.6612 | 0 | 0 | 0
| 307 | 10 | 3 |  |  | 340 | 125 | 0.0187 | 0.15 | 0.6612 | 0 | 0 | 0
| 308 | 10 | 3 |  |  | 340 | 125 | 0.0187 | 0.15 | 0.6612 | 0 | 0 | 0
| 309 | 10 | 3 |  |  | 340 | 125 | 0.0187 | 0.15 | 0.6612 | 0 | 0 | 0
| 310 | 10 | 3 |  |  | 340 | 125 | 0.0187 | 0.15 | 0.6612 | 0 | 0 | 0
| 311 | 11 | 3 |  |  | 390 | 145 | 0.0187 | 0.15 | 0.6612 | 0 | 0 | 0
| 312 | 11 | 3 |  |  | 390 | 145 | 0.0187 | 0.15 | 0.6612 | 0 | 0 | 0
| 313 | 11 | 3 |  |  | 390 | 145 | 0.0187 | 0.15 | 0.6612 | 0 | 0 | 0
| 314 | 12 | 3 |  |  | 433 | 165 | 0.0187 | 0.15 | 0.6612 | 0 | 0 | 0
| 315 | 12 | 3 |  |  | 433 | 165 | 0.0187 | 0.15 | 0.6612 | 0 | 0 | 0
| 316 | 12 | 3 |  |  | 433 | 165 | 0.0187 | 0.15 | 0.6612 | 0 | 0 | 0
| 317 | 13 | 3 |  |  | 580 | 220 | 0.0187 | 0.15 | 0.6612 | 0 | 0 | 0
| 318 | 2 | 4 |  |  | 67 | 22 | 0.0187 | 0.15 | 0.6612 | 0 | 0 | 0
| 319 | 2 | 4 |  |  | 67 | 22 | 0.0187 | 0.15 | 0.6612 | 0 | 0 | 0
| 320 | 2 | 4 |  |  | 67 | 22 | 0.0187 | 0.15 | 0.6612 | 0 | 0 | 0
| 321 | 2 | 4 |  |  | 67 | 22 | 0.0187 | 0.15 | 0.6612 | 0 | 0 | 0
| 322 | 2 | 4 |  |  | 67 | 22 | 0.0187 | 0.15 | 0.6612 | 0 | 0 | 0
| 323 | 2 | 4 |  |  | 67 | 22 | 0.0187 | 0.15 | 0.6612 | 0 | 0 | 0
| 324 | 2 | 4 |  |  | 67 | 22 | 0.0187 | 0.15 | 0.6612 | 0 | 0 | 0
| 325 | 2 | 4 |  |  | 67 | 22 | 0.0187 | 0.15 | 0.6612 | 0 | 0 | 0
| 326 | 2 | 4 |  |  | 67 | 22 | 0.0187 | 0.15 | 0.6612 | 0 | 0 | 0
| 327 | 2 | 4 |  |  | 67 | 22 | 0.0187 | 0.15 | 0.6612 | 0 | 0 | 0
| 328 | 2 | 4 |  |  | 67 | 22 | 0.0187 | 0.15 | 0.6612 | 0 | 0 | 0
| 329 | 2 | 4 |  |  | 67 | 22 | 0.0187 | 0.15 | 0.6612 | 0 | 0 | 0
| 330 | 2 | 4 |  |  | 67 | 22 | 0.0187 | 0.15 | 0.6612 | 0 | 0 | 0
| 331 | 2 | 4 |  |  | 67 | 22 | 0.0187 | 0.15 | 0.6612 | 0 | 0 | 0
| 332 | 2 | 4 |  |  | 67 | 22 | 0.0187 | 0.15 | 0.6612 | 0 | 0 | 0
| 333 | 2 | 4 |  |  | 67 | 22 | 0.0187 | 0.15 | 0.6612 | 0 | 0 | 0
| 334 | 2 | 4 |  |  | 67 | 22 | 0.0187 | 0.15 | 0.6612 | 0 | 0 | 0
| 335 | 2 | 4 |  |  | 67 | 22 | 0.0187 | 0.15 | 0.6612 | 0 | 0 | 0
| 336 | 2 | 4 |  |  | 67 | 22 | 0.0187 | 0.15 | 0.6612 | 0 | 0 | 0
| 337 | 2 | 4 |  |  | 67 | 22 | 0.0187 | 0.15 | 0.6612 | 0 | 0 | 0
| 338 | 2 | 4 |  |  | 67 | 22 | 0.0187 | 0.15 | 0.6612 | 0 | 0 | 0
| 339 | 2 | 4 |  |  | 67 | 22 | 0.0187 | 0.15 | 0.6612 | 0 | 0 | 0
| 340 | 2 | 4 |  |  | 67 | 22 | 0.0187 | 0.15 | 0.6612 | 0 | 0 | 0
| 341 | 7 | 4 |  |  | 205 | 70 | 0.0187 | 0.15 | 0.6612 | 0 | 0 | 0
| 342 | 8 | 4 |  |  | 280 | 95 | 0.0187 | 0.15 | 0.6612 | 0 | 0 | 0
| 343 | 9 | 4 |  |  | 315 | 108 | 0.0187 | 0.15 | 0.6612 | 0 | 0 | 0
| 344 | 9 | 4 |  |  | 315 | 108 | 0.0187 | 0.15 | 0.6612 | 0 | 0 | 0
| 345 | 9 | 4 |  |  | 315 | 108 | 0.0187 | 0.15 | 0.6612 | 0 | 0 | 0
| 346 | 10 | 4 |  |  | 340 | 125 | 0.0187 | 0.15 | 0.6612 | 0 | 0 | 0
| 347 | 12 | 4 |  |  | 433 | 165 | 0.0187 | 0.15 | 0.6612 | 0 | 0 | 0
| 348 | 8 | 5 |  |  | 280 | 95 | 0.0187 | 0.15 | 0.6612 | 0 | 0 | 0
| 349 | 8 | 5 |  |  | 280 | 95 | 0.0187 | 0.15 | 0.6612 | 0 | 0 | 0
| 350 | 8 | 5 |  |  | 280 | 95 | 0.0187 | 0.15 | 0.6612 | 0 | 0 | 0
| 351 | 2 | 5 |  |  | 67 | 22 | 0.0187 | 0.15 | 0.6612 | 0 | 0 | 0
| 352 | 2 | 5 |  |  | 67 | 22 | 0.0187 | 0.15 | 0.6612 | 0 | 0 | 0
| 353 | 2 | 5 |  |  | 67 | 22 | 0.0187 | 0.15 | 0.6612 | 0 | 0 | 0
| 354 | 2 | 5 |  |  | 67 | 22 | 0.0187 | 0.15 | 0.6612 | 0 | 0 | 0
| 355 | 2 | 5 |  |  | 67 | 22 | 0.0187 | 0.15 | 0.6612 | 0 | 0 | 0
| 356 | 3 | 5 |  |  | 92 | 31 | 0.0187 | 0.15 | 0.6612 | 0 | 0 | 0
| 357 | 3 | 5 |  |  | 92 | 31 | 0.0187 | 0.15 | 0.6612 | 0 | 0 | 0
| 358 | 3 | 5 |  |  | 92 | 31 | 0.0187 | 0.15 | 0.6612 | 0 | 0 | 0
| 359 | 3 | 5 |  |  | 92 | 31 | 0.0187 | 0.15 | 0.6612 | 0 | 0 | 0
| 360 | 3 | 5 |  |  | 92 | 31 | 0.0187 | 0.15 | 0.6612 | 0 | 0 | 0
| 361 | 3 | 5 |  |  | 92 | 31 | 0.0187 | 0.15 | 0.6612 | 0 | 0 | 0
| 362 | 3 | 5 |  |  | 92 | 31 | 0.0187 | 0.15 | 0.6612 | 0 | 0 | 0
| 363 | 3 | 5 |  |  | 92 | 31 | 0.0187 | 0.15 | 0.6612 | 0 | 0 | 0
| 364 | 3 | 5 |  |  | 92 | 31 | 0.0187 | 0.15 | 0.6612 | 0 | 0 | 0
| 365 | 4 | 5 |  |  | 108 | 36 | 0.0187 | 0.15 | 0.6612 | 0 | 0 | 0
| 366 | 4 | 5 |  |  | 108 | 36 | 0.0187 | 0.15 | 0.6612 | 0 | 0 | 0
| 367 | 4 | 5 |  |  | 108 | 36 | 0.0187 | 0.15 | 0.6612 | 0 | 0 | 0
| 368 | 4 | 5 |  |  | 108 | 36 | 0.0187 | 0.15 | 0.6612 | 0 | 0 | 0
| 369 | 4 | 5 |  |  | 108 | 36 | 0.0187 | 0.15 | 0.6612 | 0 | 0 | 0
| 370 | 4 | 5 |  |  | 108 | 36 | 0.0187 | 0.15 | 0.6612 | 0 | 0 | 0
| 371 | 4 | 5 |  |  | 108 | 36 | 0.0187 | 0.15 | 0.6612 | 0 | 0 | 0
| 372 | 4 | 5 |  |  | 108 | 36 | 0.0187 | 0.15 | 0.6612 | 0 | 0 | 0
| 373 | 4 | 5 |  |  | 108 | 36 | 0.0187 | 0.15 | 0.6612 | 0 | 0 | 0
| 374 | 4 | 5 |  |  | 108 | 36 | 0.0187 | 0.15 | 0.6612 | 0 | 0 | 0
| 375 | 4 | 5 |  |  | 108 | 36 | 0.0187 | 0.15 | 0.6612 | 0 | 0 | 0
| 376 | 4 | 5 |  |  | 108 | 36 | 0.0187 | 0.15 | 0.6612 | 0 | 0 | 0
| 377 | 4 | 5 |  |  | 108 | 36 | 0.0187 | 0.15 | 0.6612 | 0 | 0 | 0
| 378 | 4 | 5 |  |  | 108 | 36 | 0.0187 | 0.15 | 0.6612 | 0 | 0 | 0
| 379 | 4 | 5 |  |  | 108 | 36 | 0.0187 | 0.15 | 0.6612 | 0 | 0 | 0
| 380 | 4 | 5 |  |  | 108 | 36 | 0.0187 | 0.15 | 0.6612 | 0 | 0 | 0
| 381 | 4 | 5 |  |  | 108 | 36 | 0.0187 | 0.15 | 0.6612 | 0 | 0 | 0
| 382 | 8 | 5 |  |  | 280 | 95 | 0.0187 | 0.15 | 0.6612 | 0 | 0 | 0
| 383 | 8 | 5 |  |  | 280 | 95 | 0.0187 | 0.15 | 0.6612 | 0 | 0 | 0
| 384 | 8 | 5 |  |  | 280 | 95 | 0.0187 | 0.15 | 0.6612 | 0 | 0 | 0
| 385 | 8 | 5 |  |  | 280 | 95 | 0.0187 | 0.15 | 0.6612 | 0 | 0 | 0
| 386 | 8 | 5 |  |  | 280 | 95 | 0.0187 | 0.15 | 0.6612 | 0 | 0 | 0
| 387 | 8 | 5 |  |  | 280 | 95 | 0.0187 | 0.15 | 0.6612 | 0 | 0 | 0
| 388 | 8 | 5 |  |  | 280 | 95 | 0.0187 | 0.15 | 0.6612 | 0 | 0 | 0
| 389 | 10 | 5 |  |  | 340 | 125 | 0.0187 | 0.15 | 0.6612 | 0 | 0 | 0
| 390 | 10 | 5 |  |  | 340 | 125 | 0.0187 | 0.15 | 0.6612 | 0 | 0 | 0
| 391 | 10 | 5 |  |  | 340 | 125 | 0.0187 | 0.15 | 0.6612 | 0 | 0 | 0
| 392 | 10 | 5 |  |  | 340 | 125 | 0.0187 | 0.15 | 0.6612 | 0 | 0 | 0
| 393 | 10 | 5 |  |  | 340 | 125 | 0.0187 | 0.15 | 0.6612 | 0 | 0 | 0
| 394 | 10 | 5 |  |  | 340 | 125 | 0.0187 | 0.15 | 0.6612 | 0 | 0 | 0
| 395 | 10 | 5 |  |  | 340 | 125 | 0.0187 | 0.15 | 0.6612 | 0 | 0 | 0
| 396 | 3 | 6 |  |  | 92 | 31 | 0.0187 | 0.15 | 0.6612 | 0 | 0 | 0
| 397 | 3 | 6 |  |  | 92 | 31 | 0.0187 | 0.15 | 0.6612 | 0 | 0 | 0
| 398 | 3 | 6 |  |  | 92 | 31 | 0.0187 | 0.15 | 0.6612 | 0 | 0 | 0
| 399 | 3 | 6 |  |  | 92 | 31 | 0.0187 | 0.15 | 0.6612 | 0 | 0 | 0
| 400 | 3 | 6 |  |  | 92 | 31 | 0.0187 | 0.15 | 0.6612 | 0 | 0 | 0
| 401 | 3 | 6 |  |  | 92 | 31 | 0.0187 | 0.15 | 0.6612 | 0 | 0 | 0
| 402 | 3 | 6 |  |  | 92 | 31 | 0.0187 | 0.15 | 0.6612 | 0 | 0 | 0
| 403 | 3 | 6 |  |  | 92 | 31 | 0.0187 | 0.15 | 0.6612 | 0 | 0 | 0
| 404 | 3 | 6 |  |  | 92 | 31 | 0.0187 | 0.15 | 0.6612 | 0 | 0 | 0
| 405 | 3 | 6 |  |  | 92 | 31 | 0.0187 | 0.15 | 0.6612 | 0 | 0 | 0
| 406 | 3 | 6 |  |  | 92 | 31 | 0.0187 | 0.15 | 0.6612 | 0 | 0 | 0
| 407 | 3 | 6 |  |  | 92 | 31 | 0.0187 | 0.15 | 0.6612 | 0 | 0 | 0
| 408 | 3 | 6 |  |  | 92 | 31 | 0.0187 | 0.15 | 0.6612 | 0 | 0 | 0
| 409 | 3 | 6 |  |  | 92 | 31 | 0.0187 | 0.15 | 0.6612 | 0 | 0 | 0
| 410 | 3 | 6 |  |  | 92 | 31 | 0.0187 | 0.15 | 0.6612 | 0 | 0 | 0
| 411 | 3 | 6 |  |  | 92 | 31 | 0.0187 | 0.15 | 0.6612 | 0 | 0 | 0
| 412 | 3 | 6 |  |  | 92 | 31 | 0.0187 | 0.15 | 0.6612 | 0 | 0 | 0
| 413 | 3 | 6 |  |  | 92 | 31 | 0.0187 | 0.15 | 0.6612 | 0 | 0 | 0
| 414 | 3 | 6 |  |  | 92 | 31 | 0.0187 | 0.15 | 0.6612 | 0 | 0 | 0
| 415 | 3 | 6 |  |  | 92 | 31 | 0.0187 | 0.15 | 0.6612 | 0 | 0 | 0
| 416 | 4 | 6 |  |  | 108 | 36 | 0.0187 | 0.15 | 0.6612 | 0 | 0 | 0
| 417 | 4 | 6 |  |  | 108 | 36 | 0.0187 | 0.15 | 0.6612 | 0 | 0 | 0
| 418 | 4 | 6 |  |  | 108 | 36 | 0.0187 | 0.15 | 0.6612 | 0 | 0 | 0
| 419 | 4 | 6 |  |  | 108 | 36 | 0.0187 | 0.15 | 0.6612 | 0 | 0 | 0
| 420 | 4 | 6 |  |  | 108 | 36 | 0.0187 | 0.15 | 0.6612 | 0 | 0 | 0
| 421 | 4 | 6 |  |  | 108 | 36 | 0.0187 | 0.15 | 0.6612 | 0 | 0 | 0
| 422 | 4 | 6 |  |  | 108 | 36 | 0.0187 | 0.15 | 0.6612 | 0 | 0 | 0
| 423 | 4 | 6 |  |  | 108 | 36 | 0.0187 | 0.15 | 0.6612 | 0 | 0 | 0
| 424 | 4 | 6 |  |  | 108 | 36 | 0.0187 | 0.15 | 0.6612 | 0 | 0 | 0
| 425 | 4 | 6 |  |  | 108 | 36 | 0.0187 | 0.15 | 0.6612 | 0 | 0 | 0
| 426 | 4 | 6 |  |  | 108 | 36 | 0.0187 | 0.15 | 0.6612 | 0 | 0 | 0
| 427 | 4 | 6 |  |  | 108 | 36 | 0.0187 | 0.15 | 0.6612 | 0 | 0 | 0
| 428 | 4 | 6 |  |  | 108 | 36 | 0.0187 | 0.15 | 0.6612 | 0 | 0 | 0
| 429 | 4 | 6 |  |  | 108 | 36 | 0.0187 | 0.15 | 0.6612 | 0 | 0 | 0
| 430 | 4 | 6 |  |  | 108 | 36 | 0.0187 | 0.15 | 0.6612 | 0 | 0 | 0
| 431 | 4 | 6 |  |  | 108 | 36 | 0.0187 | 0.15 | 0.6612 | 0 | 0 | 0
| 432 | 4 | 6 |  |  | 108 | 36 | 0.0187 | 0.15 | 0.6612 | 0 | 0 | 0
| 433 | 4 | 6 |  |  | 108 | 36 | 0.0187 | 0.15 | 0.6612 | 0 | 0 | 0
| 434 | 4 | 6 |  |  | 108 | 36 | 0.0187 | 0.15 | 0.6612 | 0 | 0 | 0
| 435 | 4 | 6 |  |  | 108 | 36 | 0.0187 | 0.15 | 0.6612 | 0 | 0 | 0
| 436 | 4 | 6 |  |  | 108 | 36 | 0.0187 | 0.15 | 0.6612 | 0 | 0 | 0
| 437 | 4 | 6 |  |  | 108 | 36 | 0.0187 | 0.15 | 0.6612 | 0 | 0 | 0
| 438 | 4 | 6 |  |  | 108 | 36 | 0.0187 | 0.15 | 0.6612 | 0 | 0 | 0
| 439 | 4 | 6 |  |  | 108 | 36 | 0.0187 | 0.15 | 0.6612 | 0 | 0 | 0
| 440 | 4 | 6 |  |  | 108 | 36 | 0.0187 | 0.15 | 0.6612 | 0 | 0 | 0
| 441 | 4 | 6 |  |  | 108 | 36 | 0.0187 | 0.15 | 0.6612 | 0 | 0 | 0
| 442 | 4 | 6 |  |  | 108 | 36 | 0.0187 | 0.15 | 0.6612 | 0 | 0 | 0
| 443 | 4 | 6 |  |  | 108 | 36 | 0.0187 | 0.15 | 0.6612 | 0 | 0 | 0
| 444 | 4 | 6 |  |  | 108 | 36 | 0.0187 | 0.15 | 0.6612 | 0 | 0 | 0
| 445 | 4 | 6 |  |  | 108 | 36 | 0.0187 | 0.15 | 0.6612 | 0 | 0 | 0
| 446 | 4 | 6 |  |  | 108 | 36 | 0.0187 | 0.15 | 0.6612 | 0 | 0 | 0
| 447 | 4 | 6 |  |  | 108 | 36 | 0.0187 | 0.15 | 0.6612 | 0 | 0 | 0
| 448 | 4 | 6 |  |  | 108 | 36 | 0.0187 | 0.15 | 0.6612 | 0 | 0 | 0
| 449 | 4 | 6 |  |  | 108 | 36 | 0.0187 | 0.15 | 0.6612 | 0 | 0 | 0
| 450 | 4 | 6 |  |  | 108 | 36 | 0.0187 | 0.15 | 0.6612 | 0 | 0 | 0
| 451 | 4 | 6 |  |  | 108 | 36 | 0.0187 | 0.15 | 0.6612 | 0 | 0 | 0
| 452 | 4 | 6 |  |  | 108 | 36 | 0.0187 | 0.15 | 0.6612 | 0 | 0 | 0
| 453 | 4 | 6 |  |  | 108 | 36 | 0.0187 | 0.15 | 0.6612 | 0 | 0 | 0
| 454 | 4 | 6 |  |  | 108 | 36 | 0.0187 | 0.15 | 0.6612 | 0 | 0 | 0
| 455 | 4 | 6 |  |  | 108 | 36 | 0.0187 | 0.15 | 0.6612 | 0 | 0 | 0
| 456 | 4 | 6 |  |  | 108 | 36 | 0.0187 | 0.15 | 0.6612 | 0 | 0 | 0
| 457 | 4 | 6 |  |  | 108 | 36 | 0.0187 | 0.15 | 0.6612 | 0 | 0 | 0
| 458 | 4 | 6 |  |  | 108 | 36 | 0.0187 | 0.15 | 0.6612 | 0 | 0 | 0
| 459 | 4 | 6 |  |  | 108 | 36 | 0.0187 | 0.15 | 0.6612 | 0 | 0 | 0
| 460 | 4 | 6 |  |  | 108 | 36 | 0.0187 | 0.15 | 0.6612 | 0 | 0 | 0
| 461 | 4 | 6 |  |  | 108 | 36 | 0.0187 | 0.15 | 0.6612 | 0 | 0 | 0
| 462 | 4 | 6 |  |  | 108 | 36 | 0.0187 | 0.15 | 0.6612 | 0 | 0 | 0
| 463 | 4 | 6 |  |  | 108 | 36 | 0.0187 | 0.15 | 0.6612 | 0 | 0 | 0
| 464 | 4 | 6 |  |  | 108 | 36 | 0.0187 | 0.15 | 0.6612 | 0 | 0 | 0
| 465 | 4 | 6 |  |  | 108 | 36 | 0.0187 | 0.15 | 0.6612 | 0 | 0 | 0
| 466 | 4 | 6 |  |  | 108 | 36 | 0.0187 | 0.15 | 0.6612 | 0 | 0 | 0
| 467 | 4 | 6 |  |  | 108 | 36 | 0.0187 | 0.15 | 0.6612 | 0 | 0 | 0
| 468 | 4 | 6 |  |  | 108 | 36 | 0.0187 | 0.15 | 0.6612 | 0 | 0 | 0
| 469 | 4 | 6 |  |  | 108 | 36 | 0.0187 | 0.15 | 0.6612 | 0 | 0 | 0
| 470 | 4 | 6 |  |  | 108 | 36 | 0.0187 | 0.15 | 0.6612 | 0 | 0 | 0
| 471 | 4 | 6 |  |  | 108 | 36 | 0.0187 | 0.15 | 0.6612 | 0 | 0 | 0
| 472 | 4 | 6 |  |  | 108 | 36 | 0.0187 | 0.15 | 0.6612 | 0 | 0 | 0
| 473 | 4 | 6 |  |  | 108 | 36 | 0.0187 | 0.15 | 0.6612 | 0 | 0 | 0
| 474 | 4 | 6 |  |  | 108 | 36 | 0.0187 | 0.15 | 0.6612 | 0 | 0 | 0
| 475 | 4 | 6 |  |  | 108 | 36 | 0.0187 | 0.15 | 0.6612 | 0 | 0 | 0
| 476 | 4 | 6 |  |  | 108 | 36 | 0.0187 | 0.15 | 0.6612 | 0 | 0 | 0
| 477 | 4 | 6 |  |  | 108 | 36 | 0.0187 | 0.15 | 0.6612 | 0 | 0 | 0
| 478 | 4 | 6 |  |  | 108 | 36 | 0.0187 | 0.15 | 0.6612 | 0 | 0 | 0
| 479 | 4 | 6 |  |  | 108 | 36 | 0.0187 | 0.15 | 0.6612 | 0 | 0 | 0
| 480 | 4 | 6 |  |  | 108 | 36 | 0.0187 | 0.15 | 0.6612 | 0 | 0 | 0
| 481 | 4 | 6 |  |  | 108 | 36 | 0.0187 | 0.15 | 0.6612 | 0 | 0 | 0
| 482 | 4 | 6 |  |  | 108 | 36 | 0.0187 | 0.15 | 0.6612 | 0 | 0 | 0
| 483 | 4 | 6 |  |  | 108 | 36 | 0.0187 | 0.15 | 0.6612 | 0 | 0 | 0
| 484 | 4 | 6 |  |  | 108 | 36 | 0.0187 | 0.15 | 0.6612 | 0 | 0 | 0
| 485 | 4 | 6 |  |  | 108 | 36 | 0.0187 | 0.15 | 0.6612 | 0 | 0 | 0
| 486 | 10 | 6 |  |  | 340 | 125 | 0.0187 | 0.15 | 0.6612 | 0 | 0 | 0
| 487 | 12 | 6 |  |  | 433 | 165 | 0.0187 | 0.15 | 0.6612 | 0 | 0 | 0
| 488 | 2 | 6 |  |  | 67 | 22 | 0.0187 | 0.15 | 0.6612 | 0 | 0 | 0
| 489 | 2 | 6 |  |  | 67 | 22 | 0.0187 | 0.15 | 0.6612 | 0 | 0 | 0
| 490 | 2 | 6 |  |  | 67 | 22 | 0.0187 | 0.15 | 0.6612 | 0 | 0 | 0
| 491 | 2 | 6 |  |  | 67 | 22 | 0.0187 | 0.15 | 0.6612 | 0 | 0 | 0
| 492 | 2 | 6 |  |  | 67 | 22 | 0.0187 | 0.15 | 0.6612 | 0 | 0 | 0
| 493 | 2 | 6 |  |  | 67 | 22 | 0.0187 | 0.15 | 0.6612 | 0 | 0 | 0
| 494 | 2 | 6 |  |  | 67 | 22 | 0.0187 | 0.15 | 0.6612 | 0 | 0 | 0
| 495 | 2 | 6 |  |  | 67 | 22 | 0.0187 | 0.15 | 0.6612 | 0 | 0 | 0
| 496 | 2 | 6 |  |  | 67 | 22 | 0.0187 | 0.15 | 0.6612 | 0 | 0 | 0
| 497 | 2 | 6 |  |  | 67 | 22 | 0.0187 | 0.15 | 0.6612 | 0 | 0 | 0
| 498 | 2 | 6 |  |  | 67 | 22 | 0.0187 | 0.15 | 0.6612 | 0 | 0 | 0
| 499 | 2 | 6 |  |  | 67 | 22 | 0.0187 | 0.15 | 0.6612 | 0 | 0 | 0
| 500 | 2 | 6 |  |  | 67 | 22 | 0.0187 | 0.15 | 0.6612 | 0 | 0 | 0
| 501 | 2 | 6 |  |  | 67 | 22 | 0.0187 | 0.15 | 0.6612 | 0 | 0 | 0
| 502 | 2 | 6 |  |  | 67 | 22 | 0.0187 | 0.15 | 0.6612 | 0 | 0 | 0
| 503 | 2 | 6 |  |  | 67 | 22 | 0.0187 | 0.15 | 0.6612 | 0 | 0 | 0
| 504 | 2 | 6 |  |  | 67 | 22 | 0.0187 | 0.15 | 0.6612 | 0 | 0 | 0
| 505 | 2 | 6 |  |  | 67 | 22 | 0.0187 | 0.15 | 0.6612 | 0 | 0 | 0
| 506 | 2 | 6 |  |  | 67 | 22 | 0.0187 | 0.15 | 0.6612 | 0 | 0 | 0
| 507 | 2 | 6 |  |  | 67 | 22 | 0.0187 | 0.15 | 0.6612 | 0 | 0 | 0
| 508 | 2 | 6 |  |  | 67 | 22 | 0.0187 | 0.15 | 0.6612 | 0 | 0 | 0
| 509 | 2 | 6 |  |  | 67 | 22 | 0.0187 | 0.15 | 0.6612 | 0 | 0 | 0
| 510 | 2 | 6 |  |  | 67 | 22 | 0.0187 | 0.15 | 0.6612 | 0 | 0 | 0
| 511 | 2 | 6 |  |  | 67 | 22 | 0.0187 | 0.15 | 0.6612 | 0 | 0 | 0
| 512 | 2 | 6 |  |  | 67 | 22 | 0.0187 | 0.15 | 0.6612 | 0 | 0 | 0
| 513 | 2 | 6 |  |  | 67 | 22 | 0.0187 | 0.15 | 0.6612 | 0 | 0 | 0
| 514 | 2 | 6 |  |  | 67 | 22 | 0.0187 | 0.15 | 0.6612 | 0 | 0 | 0
| 515 | 2 | 6 |  |  | 67 | 22 | 0.0187 | 0.15 | 0.6612 | 0 | 0 | 0
| 516 | 2 | 6 |  |  | 67 | 22 | 0.0187 | 0.15 | 0.6612 | 0 | 0 | 0
| 517 | 2 | 6 |  |  | 67 | 22 | 0.0187 | 0.15 | 0.6612 | 0 | 0 | 0
| 518 | 2 | 6 |  |  | 67 | 22 | 0.0187 | 0.15 | 0.6612 | 0 | 0 | 0
| 519 | 2 | 6 |  |  | 67 | 22 | 0.0187 | 0.15 | 0.6612 | 0 | 0 | 0
| 520 | 2 | 6 |  |  | 67 | 22 | 0.0187 | 0.15 | 0.6612 | 0 | 0 | 0
| 521 | 2 | 6 |  |  | 67 | 22 | 0.0187 | 0.15 | 0.6612 | 0 | 0 | 0
| 522 | 2 | 6 |  |  | 67 | 22 | 0.0187 | 0.15 | 0.6612 | 0 | 0 | 0
| 523 | 2 | 6 |  |  | 67 | 22 | 0.0187 | 0.15 | 0.6612 | 0 | 0 | 0
| 524 | 2 | 6 |  |  | 67 | 22 | 0.0187 | 0.15 | 0.6612 | 0 | 0 | 0
| 525 | 2 | 6 |  |  | 67 | 22 | 0.0187 | 0.15 | 0.6612 | 0 | 0 | 0
| 526 | 2 | 6 |  |  | 67 | 22 | 0.0187 | 0.15 | 0.6612 | 0 | 0 | 0
| 527 | 2 | 6 |  |  | 67 | 22 | 0.0187 | 0.15 | 0.6612 | 0 | 0 | 0
| 528 | 2 | 6 |  |  | 67 | 22 | 0.0187 | 0.15 | 0.6612 | 0 | 0 | 0
| 529 | 2 | 6 |  |  | 67 | 22 | 0.0187 | 0.15 | 0.6612 | 0 | 0 | 0
| 530 | 2 | 6 |  |  | 67 | 22 | 0.0187 | 0.15 | 0.6612 | 0 | 0 | 0
| 531 | 2 | 6 |  |  | 67 | 22 | 0.0187 | 0.15 | 0.6612 | 0 | 0 | 0
| 532 | 2 | 6 |  |  | 67 | 22 | 0.0187 | 0.15 | 0.6612 | 0 | 0 | 0
| 533 | 2 | 6 |  |  | 67 | 22 | 0.0187 | 0.15 | 0.6612 | 0 | 0 | 0
| 534 | 2 | 6 |  |  | 67 | 22 | 0.0187 | 0.15 | 0.6612 | 0 | 0 | 0
| 535 | 2 | 6 |  |  | 67 | 22 | 0.0187 | 0.15 | 0.6612 | 0 | 0 | 0
| 536 | 2 | 6 |  |  | 67 | 22 | 0.0187 | 0.15 | 0.6612 | 0 | 0 | 0
| 537 | 2 | 6 |  |  | 67 | 22 | 0.0187 | 0.15 | 0.6612 | 0 | 0 | 0
| 538 | 2 | 6 |  |  | 67 | 22 | 0.0187 | 0.15 | 0.6612 | 0 | 0 | 0
| 539 | 2 | 6 |  |  | 67 | 22 | 0.0187 | 0.15 | 0.6612 | 0 | 0 | 0
| 540 | 2 | 6 |  |  | 67 | 22 | 0.0187 | 0.15 | 0.6612 | 0 | 0 | 0
| 541 | 2 | 6 |  |  | 67 | 22 | 0.0187 | 0.15 | 0.6612 | 0 | 0 | 0
| 542 | 2 | 6 |  |  | 67 | 22 | 0.0187 | 0.15 | 0.6612 | 0 | 0 | 0
| 543 | 2 | 6 |  |  | 67 | 22 | 0.0187 | 0.15 | 0.6612 | 0 | 0 | 0
| 544 | 2 | 6 |  |  | 67 | 22 | 0.0187 | 0.15 | 0.6612 | 0 | 0 | 0
| 545 | 2 | 6 |  |  | 67 | 22 | 0.0187 | 0.15 | 0.6612 | 0 | 0 | 0
| 546 | 2 | 6 |  |  | 67 | 22 | 0.0187 | 0.15 | 0.6612 | 0 | 0 | 0
| 547 | 3 | 6 |  |  | 92 | 31 | 0.0187 | 0.15 | 0.6612 | 0 | 0 | 0
| 548 | 3 | 6 |  |  | 92 | 31 | 0.0187 | 0.15 | 0.6612 | 0 | 0 | 0
| 549 | 3 | 6 |  |  | 92 | 31 | 0.0187 | 0.15 | 0.6612 | 0 | 0 | 0
| 550 | 3 | 6 |  |  | 92 | 31 | 0.0187 | 0.15 | 0.6612 | 0 | 0 | 0
| 551 | 3 | 6 |  |  | 92 | 31 | 0.0187 | 0.15 | 0.6612 | 0 | 0 | 0
| 552 | 3 | 6 |  |  | 92 | 31 | 0.0187 | 0.15 | 0.6612 | 0 | 0 | 0
| 553 | 3 | 6 |  |  | 92 | 31 | 0.0187 | 0.15 | 0.6612 | 0 | 0 | 0
| 554 | 3 | 6 |  |  | 92 | 31 | 0.0187 | 0.15 | 0.6612 | 0 | 0 | 0
| 555 | 3 | 6 |  |  | 92 | 31 | 0.0187 | 0.15 | 0.6612 | 0 | 0 | 0
| 556 | 3 | 6 |  |  | 92 | 31 | 0.0187 | 0.15 | 0.6612 | 0 | 0 | 0
| 557 | 3 | 6 |  |  | 92 | 31 | 0.0187 | 0.15 | 0.6612 | 0 | 0 | 0
| 558 | 3 | 6 |  |  | 92 | 31 | 0.0187 | 0.15 | 0.6612 | 0 | 0 | 0
| 559 | 3 | 6 |  |  | 92 | 31 | 0.0187 | 0.15 | 0.6612 | 0 | 0 | 0
| 560 | 3 | 6 |  |  | 92 | 31 | 0.0187 | 0.15 | 0.6612 | 0 | 0 | 0
| 561 | 3 | 6 |  |  | 92 | 31 | 0.0187 | 0.15 | 0.6612 | 0 | 0 | 0
| 562 | 3 | 6 |  |  | 92 | 31 | 0.0187 | 0.15 | 0.6612 | 0 | 0 | 0
| 563 | 3 | 6 |  |  | 92 | 31 | 0.0187 | 0.15 | 0.6612 | 0 | 0 | 0
| 564 | 3 | 6 |  |  | 92 | 31 | 0.0187 | 0.15 | 0.6612 | 0 | 0 | 0
| 565 | 3 | 6 |  |  | 92 | 31 | 0.0187 | 0.15 | 0.6612 | 0 | 0 | 0
| 566 | 3 | 6 |  |  | 92 | 31 | 0.0187 | 0.15 | 0.6612 | 0 | 0 | 0
| 567 | 3 | 6 |  |  | 92 | 31 | 0.0187 | 0.15 | 0.6612 | 0 | 0 | 0
| 568 | 3 | 6 |  |  | 92 | 31 | 0.0187 | 0.15 | 0.6612 | 0 | 0 | 0
| 569 | 3 | 6 |  |  | 92 | 31 | 0.0187 | 0.15 | 0.6612 | 0 | 0 | 0
| 570 | 3 | 6 |  |  | 92 | 31 | 0.0187 | 0.15 | 0.6612 | 0 | 0 | 0
| 571 | 3 | 6 |  |  | 92 | 31 | 0.0187 | 0.15 | 0.6612 | 0 | 0 | 0
| 572 | 3 | 6 |  |  | 92 | 31 | 0.0187 | 0.15 | 0.6612 | 0 | 0 | 0
| 573 | 3 | 6 |  |  | 92 | 31 | 0.0187 | 0.15 | 0.6612 | 0 | 0 | 0
| 574 | 3 | 6 |  |  | 92 | 31 | 0.0187 | 0.15 | 0.6612 | 0 | 0 | 0
| 575 | 3 | 6 |  |  | 92 | 31 | 0.0187 | 0.15 | 0.6612 | 0 | 0 | 0
| 576 | 3 | 6 |  |  | 92 | 31 | 0.0187 | 0.15 | 0.6612 | 0 | 0 | 0
| 577 | 3 | 6 |  |  | 92 | 31 | 0.0187 | 0.15 | 0.6612 | 0 | 0 | 0
| 578 | 3 | 6 |  |  | 92 | 31 | 0.0187 | 0.15 | 0.6612 | 0 | 0 | 0
| 579 | 3 | 6 |  |  | 92 | 31 | 0.0187 | 0.15 | 0.6612 | 0 | 0 | 0
| 580 | 3 | 6 |  |  | 92 | 31 | 0.0187 | 0.15 | 0.6612 | 0 | 0 | 0
| 581 | 3 | 6 |  |  | 92 | 31 | 0.0187 | 0.15 | 0.6612 | 0 | 0 | 0
| 582 | 3 | 6 |  |  | 92 | 31 | 0.0187 | 0.15 | 0.6612 | 0 | 0 | 0
| 583 | 3 | 6 |  |  | 92 | 31 | 0.0187 | 0.15 | 0.6612 | 0 | 0 | 0
| 584 | 3 | 6 |  |  | 92 | 31 | 0.0187 | 0.15 | 0.6612 | 0 | 0 | 0
| 585 | 3 | 6 |  |  | 92 | 31 | 0.0187 | 0.15 | 0.6612 | 0 | 0 | 0
| 586 | 3 | 6 |  |  | 92 | 31 | 0.0187 | 0.15 | 0.6612 | 0 | 0 | 0
| 587 | 3 | 6 |  |  | 92 | 31 | 0.0187 | 0.15 | 0.6612 | 0 | 0 | 0
| 588 | 3 | 6 |  |  | 92 | 31 | 0.0187 | 0.15 | 0.6612 | 0 | 0 | 0
| 589 | 3 | 6 |  |  | 92 | 31 | 0.0187 | 0.15 | 0.6612 | 0 | 0 | 0
| 590 | 3 | 6 |  |  | 92 | 31 | 0.0187 | 0.15 | 0.6612 | 0 | 0 | 0
| 591 | 3 | 6 |  |  | 92 | 31 | 0.0187 | 0.15 | 0.6612 | 0 | 0 | 0
| 592 | 3 | 6 |  |  | 92 | 31 | 0.0187 | 0.15 | 0.6612 | 0 | 0 | 0
| 593 | 3 | 6 |  |  | 92 | 31 | 0.0187 | 0.15 | 0.6612 | 0 | 0 | 0
| 594 | 3 | 6 |  |  | 92 | 31 | 0.0187 | 0.15 | 0.6612 | 0 | 0 | 0
| 595 | 3 | 6 |  |  | 92 | 31 | 0.0187 | 0.15 | 0.6612 | 0 | 0 | 0
| 596 | 3 | 6 |  |  | 92 | 31 | 0.0187 | 0.15 | 0.6612 | 0 | 0 | 0
| 597 | 3 | 6 |  |  | 92 | 31 | 0.0187 | 0.15 | 0.6612 | 0 | 0 | 0
| 598 | 3 | 6 |  |  | 92 | 31 | 0.0187 | 0.15 | 0.6612 | 0 | 0 | 0
| 599 | 3 | 6 |  |  | 92 | 31 | 0.0187 | 0.15 | 0.6612 | 0 | 0 | 0
| 600 | 3 | 6 |  |  | 92 | 31 | 0.0187 | 0.15 | 0.6612 | 0 | 0 | 0
| 601 | 3 | 6 |  |  | 92 | 31 | 0.0187 | 0.15 | 0.6612 | 0 | 0 | 0
| 602 | 3 | 6 |  |  | 92 | 31 | 0.0187 | 0.15 | 0.6612 | 0 | 0 | 0
| 603 | 3 | 6 |  |  | 92 | 31 | 0.0187 | 0.15 | 0.6612 | 0 | 0 | 0
| 604 | 4 | 6 |  |  | 108 | 36 | 0.0187 | 0.15 | 0.6612 | 0 | 0 | 0
| 605 | 4 | 6 |  |  | 108 | 36 | 0.0187 | 0.15 | 0.6612 | 0 | 0 | 0
| 606 | 4 | 6 |  |  | 108 | 36 | 0.0187 | 0.15 | 0.6612 | 0 | 0 | 0
| 607 | 4 | 6 |  |  | 108 | 36 | 0.0187 | 0.15 | 0.6612 | 0 | 0 | 0
| 608 | 4 | 6 |  |  | 108 | 36 | 0.0187 | 0.15 | 0.6612 | 0 | 0 | 0
| 609 | 4 | 6 |  |  | 108 | 36 | 0.0187 | 0.15 | 0.6612 | 0 | 0 | 0
| 610 | 4 | 6 |  |  | 108 | 36 | 0.0187 | 0.15 | 0.6612 | 0 | 0 | 0
| 611 | 4 | 6 |  |  | 108 | 36 | 0.0187 | 0.15 | 0.6612 | 0 | 0 | 0
| 612 | 4 | 6 |  |  | 108 | 36 | 0.0187 | 0.15 | 0.6612 | 0 | 0 | 0
| 613 | 4 | 6 |  |  | 108 | 36 | 0.0187 | 0.15 | 0.6612 | 0 | 0 | 0
| 614 | 4 | 6 |  |  | 108 | 36 | 0.0187 | 0.15 | 0.6612 | 0 | 0 | 0
| 615 | 4 | 6 |  |  | 108 | 36 | 0.0187 | 0.15 | 0.6612 | 0 | 0 | 0
| 616 | 4 | 6 |  |  | 108 | 36 | 0.0187 | 0.15 | 0.6612 | 0 | 0 | 0
| 617 | 4 | 6 |  |  | 108 | 36 | 0.0187 | 0.15 | 0.6612 | 0 | 0 | 0
| 618 | 4 | 6 |  |  | 108 | 36 | 0.0187 | 0.15 | 0.6612 | 0 | 0 | 0
| 619 | 4 | 6 |  |  | 108 | 36 | 0.0187 | 0.15 | 0.6612 | 0 | 0 | 0
| 620 | 4 | 6 |  |  | 108 | 36 | 0.0187 | 0.15 | 0.6612 | 0 | 0 | 0
| 621 | 4 | 6 |  |  | 108 | 36 | 0.0187 | 0.15 | 0.6612 | 0 | 0 | 0
| 622 | 4 | 6 |  |  | 108 | 36 | 0.0187 | 0.15 | 0.6612 | 0 | 0 | 0
| 623 | 4 | 6 |  |  | 108 | 36 | 0.0187 | 0.15 | 0.6612 | 0 | 0 | 0
| 624 | 4 | 6 |  |  | 108 | 36 | 0.0187 | 0.15 | 0.6612 | 0 | 0 | 0
| 625 | 4 | 6 |  |  | 108 | 36 | 0.0187 | 0.15 | 0.6612 | 0 | 0 | 0
| 626 | 4 | 6 |  |  | 108 | 36 | 0.0187 | 0.15 | 0.6612 | 0 | 0 | 0
| 627 | 4 | 6 |  |  | 108 | 36 | 0.0187 | 0.15 | 0.6612 | 0 | 0 | 0
| 628 | 4 | 6 |  |  | 108 | 36 | 0.0187 | 0.15 | 0.6612 | 0 | 0 | 0
| 629 | 4 | 6 |  |  | 108 | 36 | 0.0187 | 0.15 | 0.6612 | 0 | 0 | 0
| 630 | 4 | 6 |  |  | 108 | 36 | 0.0187 | 0.15 | 0.6612 | 0 | 0 | 0
| 631 | 4 | 6 |  |  | 108 | 36 | 0.0187 | 0.15 | 0.6612 | 0 | 0 | 0
| 632 | 4 | 6 |  |  | 108 | 36 | 0.0187 | 0.15 | 0.6612 | 0 | 0 | 0
| 633 | 4 | 6 |  |  | 108 | 36 | 0.0187 | 0.15 | 0.6612 | 0 | 0 | 0
| 634 | 4 | 6 |  |  | 108 | 36 | 0.0187 | 0.15 | 0.6612 | 0 | 0 | 0
| 635 | 4 | 6 |  |  | 108 | 36 | 0.0187 | 0.15 | 0.6612 | 0 | 0 | 0
| 636 | 4 | 6 |  |  | 108 | 36 | 0.0187 | 0.15 | 0.6612 | 0 | 0 | 0
| 637 | 4 | 6 |  |  | 108 | 36 | 0.0187 | 0.15 | 0.6612 | 0 | 0 | 0
| 638 | 4 | 6 |  |  | 108 | 36 | 0.0187 | 0.15 | 0.6612 | 0 | 0 | 0
| 639 | 4 | 6 |  |  | 108 | 36 | 0.0187 | 0.15 | 0.6612 | 0 | 0 | 0
| 640 | 4 | 6 |  |  | 108 | 36 | 0.0187 | 0.15 | 0.6612 | 0 | 0 | 0
| 641 | 4 | 6 |  |  | 108 | 36 | 0.0187 | 0.15 | 0.6612 | 0 | 0 | 0
| 642 | 4 | 6 |  |  | 108 | 36 | 0.0187 | 0.15 | 0.6612 | 0 | 0 | 0
| 643 | 4 | 6 |  |  | 108 | 36 | 0.0187 | 0.15 | 0.6612 | 0 | 0 | 0
| 644 | 4 | 6 |  |  | 108 | 36 | 0.0187 | 0.15 | 0.6612 | 0 | 0 | 0
| 645 | 4 | 6 |  |  | 108 | 36 | 0.0187 | 0.15 | 0.6612 | 0 | 0 | 0
| 646 | 4 | 6 |  |  | 108 | 36 | 0.0187 | 0.15 | 0.6612 | 0 | 0 | 0
| 647 | 4 | 6 |  |  | 108 | 36 | 0.0187 | 0.15 | 0.6612 | 0 | 0 | 0
| 648 | 4 | 6 |  |  | 108 | 36 | 0.0187 | 0.15 | 0.6612 | 0 | 0 | 0
| 649 | 4 | 6 |  |  | 108 | 36 | 0.0187 | 0.15 | 0.6612 | 0 | 0 | 0
| 650 | 4 | 6 |  |  | 108 | 36 | 0.0187 | 0.15 | 0.6612 | 0 | 0 | 0
| 651 | 4 | 6 |  |  | 108 | 36 | 0.0187 | 0.15 | 0.6612 | 0 | 0 | 0
| 652 | 4 | 6 |  |  | 108 | 36 | 0.0187 | 0.15 | 0.6612 | 0 | 0 | 0
| 653 | 4 | 6 |  |  | 108 | 36 | 0.0187 | 0.15 | 0.6612 | 0 | 0 | 0
| 654 | 4 | 6 |  |  | 108 | 36 | 0.0187 | 0.15 | 0.6612 | 0 | 0 | 0
| 655 | 4 | 6 |  |  | 108 | 36 | 0.0187 | 0.15 | 0.6612 | 0 | 0 | 0
| 656 | 4 | 6 |  |  | 108 | 36 | 0.0187 | 0.15 | 0.6612 | 0 | 0 | 0
| 657 | 4 | 6 |  |  | 108 | 36 | 0.0187 | 0.15 | 0.6612 | 0 | 0 | 0
| 658 | 4 | 6 |  |  | 108 | 36 | 0.0187 | 0.15 | 0.6612 | 0 | 0 | 0
| 659 | 4 | 6 |  |  | 108 | 36 | 0.0187 | 0.15 | 0.6612 | 0 | 0 | 0
| 660 | 4 | 6 |  |  | 108 | 36 | 0.0187 | 0.15 | 0.6612 | 0 | 0 | 0
| 661 | 4 | 6 |  |  | 108 | 36 | 0.0187 | 0.15 | 0.6612 | 0 | 0 | 0
| 662 | 4 | 6 |  |  | 108 | 36 | 0.0187 | 0.15 | 0.6612 | 0 | 0 | 0
| 663 | 4 | 6 |  |  | 108 | 36 | 0.0187 | 0.15 | 0.6612 | 0 | 0 | 0
| 664 | 4 | 6 |  |  | 108 | 36 | 0.0187 | 0.15 | 0.6612 | 0 | 0 | 0
| 665 | 4 | 6 |  |  | 108 | 36 | 0.0187 | 0.15 | 0.6612 | 0 | 0 | 0
| 666 | 4 | 6 |  |  | 108 | 36 | 0.0187 | 0.15 | 0.6612 | 0 | 0 | 0
| 667 | 4 | 6 |  |  | 108 | 36 | 0.0187 | 0.15 | 0.6612 | 0 | 0 | 0
| 668 | 4 | 6 |  |  | 108 | 36 | 0.0187 | 0.15 | 0.6612 | 0 | 0 | 0
| 669 | 4 | 6 |  |  | 108 | 36 | 0.0187 | 0.15 | 0.6612 | 0 | 0 | 0
| 670 | 4 | 6 |  |  | 108 | 36 | 0.0187 | 0.15 | 0.6612 | 0 | 0 | 0
| 671 | 4 | 6 |  |  | 108 | 36 | 0.0187 | 0.15 | 0.6612 | 0 | 0 | 0
| 672 | 4 | 6 |  |  | 108 | 36 | 0.0187 | 0.15 | 0.6612 | 0 | 0 | 0
| 673 | 4 | 6 |  |  | 108 | 36 | 0.0187 | 0.15 | 0.6612 | 0 | 0 | 0
| 674 | 4 | 6 |  |  | 108 | 36 | 0.0187 | 0.15 | 0.6612 | 0 | 0 | 0
| 675 | 4 | 6 |  |  | 108 | 36 | 0.0187 | 0.15 | 0.6612 | 0 | 0 | 0
| 676 | 4 | 6 |  |  | 108 | 36 | 0.0187 | 0.15 | 0.6612 | 0 | 0 | 0
| 677 | 4 | 6 |  |  | 108 | 36 | 0.0187 | 0.15 | 0.6612 | 0 | 0 | 0
| 678 | 4 | 6 |  |  | 108 | 36 | 0.0187 | 0.15 | 0.6612 | 0 | 0 | 0
| 679 | 4 | 6 |  |  | 108 | 36 | 0.0187 | 0.15 | 0.6612 | 0 | 0 | 0
| 680 | 4 | 6 |  |  | 108 | 36 | 0.0187 | 0.15 | 0.6612 | 0 | 0 | 0
| 681 | 4 | 6 |  |  | 108 | 36 | 0.0187 | 0.15 | 0.6612 | 0 | 0 | 0
| 682 | 4 | 6 |  |  | 108 | 36 | 0.0187 | 0.15 | 0.6612 | 0 | 0 | 0
| 683 | 4 | 6 |  |  | 108 | 36 | 0.0187 | 0.15 | 0.6612 | 0 | 0 | 0
| 684 | 4 | 6 |  |  | 108 | 36 | 0.0187 | 0.15 | 0.6612 | 0 | 0 | 0
| 685 | 4 | 6 |  |  | 108 | 36 | 0.0187 | 0.15 | 0.6612 | 0 | 0 | 0
| 686 | 4 | 6 |  |  | 108 | 36 | 0.0187 | 0.15 | 0.6612 | 0 | 0 | 0
| 687 | 4 | 6 |  |  | 108 | 36 | 0.0187 | 0.15 | 0.6612 | 0 | 0 | 0
| 688 | 4 | 6 |  |  | 108 | 36 | 0.0187 | 0.15 | 0.6612 | 0 | 0 | 0
| 689 | 4 | 6 |  |  | 108 | 36 | 0.0187 | 0.15 | 0.6612 | 0 | 0 | 0
| 690 | 4 | 6 |  |  | 108 | 36 | 0.0187 | 0.15 | 0.6612 | 0 | 0 | 0
| 691 | 4 | 6 |  |  | 108 | 36 | 0.0187 | 0.15 | 0.6612 | 0 | 0 | 0
| 692 | 4 | 6 |  |  | 108 | 36 | 0.0187 | 0.15 | 0.6612 | 0 | 0 | 0
| 693 | 4 | 6 |  |  | 108 | 36 | 0.0187 | 0.15 | 0.6612 | 0 | 0 | 0
| 694 | 4 | 6 |  |  | 108 | 36 | 0.0187 | 0.15 | 0.6612 | 0 | 0 | 0
| 695 | 4 | 6 |  |  | 108 | 36 | 0.0187 | 0.15 | 0.6612 | 0 | 0 | 0
| 696 | 4 | 6 |  |  | 108 | 36 | 0.0187 | 0.15 | 0.6612 | 0 | 0 | 0
| 697 | 4 | 6 |  |  | 108 | 36 | 0.0187 | 0.15 | 0.6612 | 0 | 0 | 0
| 698 | 4 | 6 |  |  | 108 | 36 | 0.0187 | 0.15 | 0.6612 | 0 | 0 | 0
| 699 | 4 | 6 |  |  | 108 | 36 | 0.0187 | 0.15 | 0.6612 | 0 | 0 | 0
| 700 | 4 | 6 |  |  | 108 | 36 | 0.0187 | 0.15 | 0.6612 | 0 | 0 | 0
| 701 | 4 | 6 |  |  | 108 | 36 | 0.0187 | 0.15 | 0.6612 | 0 | 0 | 0
| 702 | 4 | 6 |  |  | 108 | 36 | 0.0187 | 0.15 | 0.6612 | 0 | 0 | 0
| 703 | 4 | 6 |  |  | 108 | 36 | 0.0187 | 0.15 | 0.6612 | 0 | 0 | 0
| 704 | 4 | 6 |  |  | 108 | 36 | 0.0187 | 0.15 | 0.6612 | 0 | 0 | 0
| 705 | 4 | 6 |  |  | 108 | 36 | 0.0187 | 0.15 | 0.6612 | 0 | 0 | 0
| 706 | 4 | 6 |  |  | 108 | 36 | 0.0187 | 0.15 | 0.6612 | 0 | 0 | 0
| 707 | 4 | 6 |  |  | 108 | 36 | 0.0187 | 0.15 | 0.6612 | 0 | 0 | 0
| 708 | 4 | 6 |  |  | 108 | 36 | 0.0187 | 0.15 | 0.6612 | 0 | 0 | 0
| 709 | 4 | 6 |  |  | 108 | 36 | 0.0187 | 0.15 | 0.6612 | 0 | 0 | 0
| 710 | 4 | 6 |  |  | 108 | 36 | 0.0187 | 0.15 | 0.6612 | 0 | 0 | 0
| 711 | 4 | 6 |  |  | 108 | 36 | 0.0187 | 0.15 | 0.6612 | 0 | 0 | 0
| 712 | 4 | 6 |  |  | 108 | 36 | 0.0187 | 0.15 | 0.6612 | 0 | 0 | 0
| 713 | 4 | 6 |  |  | 108 | 36 | 0.0187 | 0.15 | 0.6612 | 0 | 0 | 0
| 714 | 4 | 6 |  |  | 108 | 36 | 0.0187 | 0.15 | 0.6612 | 0 | 0 | 0
| 715 | 4 | 6 |  |  | 108 | 36 | 0.0187 | 0.15 | 0.6612 | 0 | 0 | 0
| 716 | 4 | 6 |  |  | 108 | 36 | 0.0187 | 0.15 | 0.6612 | 0 | 0 | 0
| 717 | 4 | 6 |  |  | 108 | 36 | 0.0187 | 0.15 | 0.6612 | 0 | 0 | 0
| 718 | 4 | 6 |  |  | 108 | 36 | 0.0187 | 0.15 | 0.6612 | 0 | 0 | 0
| 719 | 4 | 6 |  |  | 108 | 36 | 0.0187 | 0.15 | 0.6612 | 0 | 0 | 0
| 720 | 4 | 6 |  |  | 108 | 36 | 0.0187 | 0.15 | 0.6612 | 0 | 0 | 0
| 721 | 4 | 6 |  |  | 108 | 36 | 0.0187 | 0.15 | 0.6612 | 0 | 0 | 0
| 722 | 4 | 6 |  |  | 108 | 36 | 0.0187 | 0.15 | 0.6612 | 0 | 0 | 0
| 723 | 4 | 6 |  |  | 108 | 36 | 0.0187 | 0.15 | 0.6612 | 0 | 0 | 0
| 724 | 4 | 6 |  |  | 108 | 36 | 0.0187 | 0.15 | 0.6612 | 0 | 0 | 0
| 725 | 4 | 6 |  |  | 108 | 36 | 0.0187 | 0.15 | 0.6612 | 0 | 0 | 0
| 726 | 4 | 6 |  |  | 108 | 36 | 0.0187 | 0.15 | 0.6612 | 0 | 0 | 0
| 727 | 4 | 6 |  |  | 108 | 36 | 0.0187 | 0.15 | 0.6612 | 0 | 0 | 0
| 728 | 4 | 6 |  |  | 108 | 36 | 0.0187 | 0.15 | 0.6612 | 0 | 0 | 0
| 729 | 4 | 6 |  |  | 108 | 36 | 0.0187 | 0.15 | 0.6612 | 0 | 0 | 0
| 730 | 4 | 6 |  |  | 108 | 36 | 0.0187 | 0.15 | 0.6612 | 0 | 0 | 0
| 731 | 4 | 6 |  |  | 108 | 36 | 0.0187 | 0.15 | 0.6612 | 0 | 0 | 0
| 732 | 4 | 6 |  |  | 108 | 36 | 0.0187 | 0.15 | 0.6612 | 0 | 0 | 0
| 733 | 4 | 6 |  |  | 108 | 36 | 0.0187 | 0.15 | 0.6612 | 0 | 0 | 0
| 734 | 4 | 6 |  |  | 108 | 36 | 0.0187 | 0.15 | 0.6612 | 0 | 0 | 0
| 735 | 4 | 6 |  |  | 108 | 36 | 0.0187 | 0.15 | 0.6612 | 0 | 0 | 0
| 736 | 4 | 6 |  |  | 108 | 36 | 0.0187 | 0.15 | 0.6612 | 0 | 0 | 0
| 737 | 4 | 6 |  |  | 108 | 36 | 0.0187 | 0.15 | 0.6612 | 0 | 0 | 0
| 738 | 4 | 6 |  |  | 108 | 36 | 0.0187 | 0.15 | 0.6612 | 0 | 0 | 0
| 739 | 4 | 6 |  |  | 108 | 36 | 0.0187 | 0.15 | 0.6612 | 0 | 0 | 0
| 740 | 4 | 6 |  |  | 108 | 36 | 0.0187 | 0.15 | 0.6612 | 0 | 0 | 0
| 741 | 4 | 6 |  |  | 108 | 36 | 0.0187 | 0.15 | 0.6612 | 0 | 0 | 0
| 742 | 4 | 6 |  |  | 108 | 36 | 0.0187 | 0.15 | 0.6612 | 0 | 0 | 0
| 743 | 4 | 6 |  |  | 108 | 36 | 0.0187 | 0.15 | 0.6612 | 0 | 0 | 0
| 744 | 4 | 6 |  |  | 108 | 36 | 0.0187 | 0.15 | 0.6612 | 0 | 0 | 0
| 745 | 4 | 6 |  |  | 108 | 36 | 0.0187 | 0.15 | 0.6612 | 0 | 0 | 0
| 746 | 4 | 6 |  |  | 108 | 36 | 0.0187 | 0.15 | 0.6612 | 0 | 0 | 0
| 747 | 4 | 6 |  |  | 108 | 36 | 0.0187 | 0.15 | 0.6612 | 0 | 0 | 0
| 748 | 4 | 6 |  |  | 108 | 36 | 0.0187 | 0.15 | 0.6612 | 0 | 0 | 0
| 749 | 4 | 6 |  |  | 108 | 36 | 0.0187 | 0.15 | 0.6612 | 0 | 0 | 0
| 750 | 4 | 6 |  |  | 108 | 36 | 0.0187 | 0.15 | 0.6612 | 0 | 0 | 0
| 751 | 4 | 6 |  |  | 108 | 36 | 0.0187 | 0.15 | 0.6612 | 0 | 0 | 0
| 752 | 4 | 6 |  |  | 108 | 36 | 0.0187 | 0.15 | 0.6612 | 0 | 0 | 0
| 753 | 4 | 6 |  |  | 108 | 36 | 0.0187 | 0.15 | 0.6612 | 0 | 0 | 0
| 754 | 4 | 6 |  |  | 108 | 36 | 0.0187 | 0.15 | 0.6612 | 0 | 0 | 0
| 755 | 4 | 6 |  |  | 108 | 36 | 0.0187 | 0.15 | 0.6612 | 0 | 0 | 0
| 756 | 4 | 6 |  |  | 108 | 36 | 0.0187 | 0.15 | 0.6612 | 0 | 0 | 0
| 757 | 4 | 6 |  |  | 108 | 36 | 0.0187 | 0.15 | 0.6612 | 0 | 0 | 0
| 758 | 4 | 6 |  |  | 108 | 36 | 0.0187 | 0.15 | 0.6612 | 0 | 0 | 0
| 759 | 4 | 6 |  |  | 108 | 36 | 0.0187 | 0.15 | 0.6612 | 0 | 0 | 0
| 760 | 4 | 6 |  |  | 108 | 36 | 0.0187 | 0.15 | 0.6612 | 0 | 0 | 0
| 761 | 4 | 6 |  |  | 108 | 36 | 0.0187 | 0.15 | 0.6612 | 0 | 0 | 0
| 762 | 4 | 6 |  |  | 108 | 36 | 0.0187 | 0.15 | 0.6612 | 0 | 0 | 0
| 763 | 4 | 6 |  |  | 108 | 36 | 0.0187 | 0.15 | 0.6612 | 0 | 0 | 0
| 764 | 4 | 6 |  |  | 108 | 36 | 0.0187 | 0.15 | 0.6612 | 0 | 0 | 0
| 765 | 4 | 6 |  |  | 108 | 36 | 0.0187 | 0.15 | 0.6612 | 0 | 0 | 0
| 766 | 4 | 6 |  |  | 108 | 36 | 0.0187 | 0.15 | 0.6612 | 0 | 0 | 0
| 767 | 4 | 6 |  |  | 108 | 36 | 0.0187 | 0.15 | 0.6612 | 0 | 0 | 0
| 768 | 4 | 6 |  |  | 108 | 36 | 0.0187 | 0.15 | 0.6612 | 0 | 0 | 0
| 769 | 4 | 6 |  |  | 108 | 36 | 0.0187 | 0.15 | 0.6612 | 0 | 0 | 0
| 770 | 4 | 6 |  |  | 108 | 36 | 0.0187 | 0.15 | 0.6612 | 0 | 0 | 0
| 771 | 4 | 6 |  |  | 108 | 36 | 0.0187 | 0.15 | 0.6612 | 0 | 0 | 0
| 772 | 4 | 6 |  |  | 108 | 36 | 0.0187 | 0.15 | 0.6612 | 0 | 0 | 0
| 773 | 4 | 6 |  |  | 108 | 36 | 0.0187 | 0.15 | 0.6612 | 0 | 0 | 0
| 774 | 4 | 6 |  |  | 108 | 36 | 0.0187 | 0.15 | 0.6612 | 0 | 0 | 0
| 775 | 4 | 6 |  |  | 108 | 36 | 0.0187 | 0.15 | 0.6612 | 0 | 0 | 0
| 776 | 4 | 6 |  |  | 108 | 36 | 0.0187 | 0.15 | 0.6612 | 0 | 0 | 0
| 777 | 4 | 6 |  |  | 108 | 36 | 0.0187 | 0.15 | 0.6612 | 0 | 0 | 0
| 778 | 4 | 6 |  |  | 108 | 36 | 0.0187 | 0.15 | 0.6612 | 0 | 0 | 0
| 779 | 4 | 6 |  |  | 108 | 36 | 0.0187 | 0.15 | 0.6612 | 0 | 0 | 0
| 780 | 4 | 6 |  |  | 108 | 36 | 0.0187 | 0.15 | 0.6612 | 0 | 0 | 0
| 781 | 4 | 6 |  |  | 108 | 36 | 0.0187 | 0.15 | 0.6612 | 0 | 0 | 0
| 782 | 4 | 6 |  |  | 108 | 36 | 0.0187 | 0.15 | 0.6612 | 0 | 0 | 0
| 783 | 4 | 6 |  |  | 108 | 36 | 0.0187 | 0.15 | 0.6612 | 0 | 0 | 0
| 784 | 4 | 6 |  |  | 108 | 36 | 0.0187 | 0.15 | 0.6612 | 0 | 0 | 0
| 785 | 4 | 6 |  |  | 108 | 36 | 0.0187 | 0.15 | 0.6612 | 0 | 0 | 0
| 786 | 4 | 6 |  |  | 108 | 36 | 0.0187 | 0.15 | 0.6612 | 0 | 0 | 0
| 787 | 4 | 6 |  |  | 108 | 36 | 0.0187 | 0.15 | 0.6612 | 0 | 0 | 0
| 788 | 4 | 6 |  |  | 108 | 36 | 0.0187 | 0.15 | 0.6612 | 0 | 0 | 0
| 789 | 4 | 6 |  |  | 108 | 36 | 0.0187 | 0.15 | 0.6612 | 0 | 0 | 0
| 790 | 4 | 6 |  |  | 108 | 36 | 0.0187 | 0.15 | 0.6612 | 0 | 0 | 0
| 791 | 4 | 6 |  |  | 108 | 36 | 0.0187 | 0.15 | 0.6612 | 0 | 0 | 0
| 792 | 4 | 6 |  |  | 108 | 36 | 0.0187 | 0.15 | 0.6612 | 0 | 0 | 0
| 793 | 4 | 6 |  |  | 108 | 36 | 0.0187 | 0.15 | 0.6612 | 0 | 0 | 0
| 794 | 4 | 6 |  |  | 108 | 36 | 0.0187 | 0.15 | 0.6612 | 0 | 0 | 0
| 795 | 4 | 6 |  |  | 108 | 36 | 0.0187 | 0.15 | 0.6612 | 0 | 0 | 0
| 796 | 4 | 6 |  |  | 108 | 36 | 0.0187 | 0.15 | 0.6612 | 0 | 0 | 0
| 797 | 4 | 6 |  |  | 108 | 36 | 0.0187 | 0.15 | 0.6612 | 0 | 0 | 0
| 798 | 4 | 6 |  |  | 108 | 36 | 0.0187 | 0.15 | 0.6612 | 0 | 0 | 0
| 799 | 4 | 6 |  |  | 108 | 36 | 0.0187 | 0.15 | 0.6612 | 0 | 0 | 0
| 800 | 4 | 6 |  |  | 108 | 36 | 0.0187 | 0.15 | 0.6612 | 0 | 0 | 0
| 801 | 4 | 6 |  |  | 108 | 36 | 0.0187 | 0.15 | 0.6612 | 0 | 0 | 0
| 802 | 4 | 6 |  |  | 108 | 36 | 0.0187 | 0.15 | 0.6612 | 0 | 0 | 0
| 803 | 4 | 6 |  |  | 108 | 36 | 0.0187 | 0.15 | 0.6612 | 0 | 0 | 0
| 804 | 4 | 6 |  |  | 108 | 36 | 0.0187 | 0.15 | 0.6612 | 0 | 0 | 0
| 805 | 4 | 6 |  |  | 108 | 36 | 0.0187 | 0.15 | 0.6612 | 0 | 0 | 0
| 806 | 4 | 6 |  |  | 108 | 36 | 0.0187 | 0.15 | 0.6612 | 0 | 0 | 0
| 807 | 4 | 6 |  |  | 108 | 36 | 0.0187 | 0.15 | 0.6612 | 0 | 0 | 0
| 808 | 4 | 6 |  |  | 108 | 36 | 0.0187 | 0.15 | 0.6612 | 0 | 0 | 0
| 809 | 4 | 6 |  |  | 108 | 36 | 0.0187 | 0.15 | 0.6612 | 0 | 0 | 0
| 810 | 4 | 6 |  |  | 108 | 36 | 0.0187 | 0.15 | 0.6612 | 0 | 0 | 0
| 811 | 4 | 6 |  |  | 108 | 36 | 0.0187 | 0.15 | 0.6612 | 0 | 0 | 0
| 812 | 4 | 6 |  |  | 108 | 36 | 0.0187 | 0.15 | 0.6612 | 0 | 0 | 0
| 813 | 4 | 6 |  |  | 108 | 36 | 0.0187 | 0.15 | 0.6612 | 0 | 0 | 0
| 814 | 4 | 6 |  |  | 108 | 36 | 0.0187 | 0.15 | 0.6612 | 0 | 0 | 0
| 815 | 4 | 6 |  |  | 108 | 36 | 0.0187 | 0.15 | 0.6612 | 0 | 0 | 0
| 816 | 4 | 6 |  |  | 108 | 36 | 0.0187 | 0.15 | 0.6612 | 0 | 0 | 0
| 817 | 4 | 6 |  |  | 108 | 36 | 0.0187 | 0.15 | 0.6612 | 0 | 0 | 0
| 818 | 4 | 6 |  |  | 108 | 36 | 0.0187 | 0.15 | 0.6612 | 0 | 0 | 0
| 819 | 4 | 6 |  |  | 108 | 36 | 0.0187 | 0.15 | 0.6612 | 0 | 0 | 0
| 820 | 4 | 6 |  |  | 108 | 36 | 0.0187 | 0.15 | 0.6612 | 0 | 0 | 0
| 821 | 4 | 6 |  |  | 108 | 36 | 0.0187 | 0.15 | 0.6612 | 0 | 0 | 0
| 822 | 4 | 6 |  |  | 108 | 36 | 0.0187 | 0.15 | 0.6612 | 0 | 0 | 0
| 823 | 4 | 6 |  |  | 108 | 36 | 0.0187 | 0.15 | 0.6612 | 0 | 0 | 0
| 824 | 4 | 6 |  |  | 108 | 36 | 0.0187 | 0.15 | 0.6612 | 0 | 0 | 0
| 825 | 4 | 6 |  |  | 108 | 36 | 0.0187 | 0.15 | 0.6612 | 0 | 0 | 0
| 826 | 4 | 6 |  |  | 108 | 36 | 0.0187 | 0.15 | 0.6612 | 0 | 0 | 0
| 827 | 4 | 6 |  |  | 108 | 36 | 0.0187 | 0.15 | 0.6612 | 0 | 0 | 0
| 828 | 4 | 6 |  |  | 108 | 36 | 0.0187 | 0.15 | 0.6612 | 0 | 0 | 0
| 829 | 4 | 6 |  |  | 108 | 36 | 0.0187 | 0.15 | 0.6612 | 0 | 0 | 0
| 830 | 4 | 6 |  |  | 108 | 36 | 0.0187 | 0.15 | 0.6612 | 0 | 0 | 0
| 831 | 4 | 6 |  |  | 108 | 36 | 0.0187 | 0.15 | 0.6612 | 0 | 0 | 0
| 832 | 4 | 6 |  |  | 108 | 36 | 0.0187 | 0.15 | 0.6612 | 0 | 0 | 0
| 833 | 4 | 6 |  |  | 108 | 36 | 0.0187 | 0.15 | 0.6612 | 0 | 0 | 0
| 834 | 4 | 6 |  |  | 108 | 36 | 0.0187 | 0.15 | 0.6612 | 0 | 0 | 0
| 835 | 4 | 6 |  |  | 108 | 36 | 0.0187 | 0.15 | 0.6612 | 0 | 0 | 0
| 836 | 4 | 6 |  |  | 108 | 36 | 0.0187 | 0.15 | 0.6612 | 0 | 0 | 0
| 837 | 4 | 6 |  |  | 108 | 36 | 0.0187 | 0.15 | 0.6612 | 0 | 0 | 0
| 838 | 4 | 6 |  |  | 108 | 36 | 0.0187 | 0.15 | 0.6612 | 0 | 0 | 0
| 839 | 4 | 6 |  |  | 108 | 36 | 0.0187 | 0.15 | 0.6612 | 0 | 0 | 0
| 840 | 4 | 6 |  |  | 108 | 36 | 0.0187 | 0.15 | 0.6612 | 0 | 0 | 0
| 841 | 4 | 6 |  |  | 108 | 36 | 0.0187 | 0.15 | 0.6612 | 0 | 0 | 0
| 842 | 4 | 6 |  |  | 108 | 36 | 0.0187 | 0.15 | 0.6612 | 0 | 0 | 0
| 843 | 4 | 6 |  |  | 108 | 36 | 0.0187 | 0.15 | 0.6612 | 0 | 0 | 0
| 844 | 4 | 6 |  |  | 108 | 36 | 0.0187 | 0.15 | 0.6612 | 0 | 0 | 0
| 845 | 4 | 6 |  |  | 108 | 36 | 0.0187 | 0.15 | 0.6612 | 0 | 0 | 0
| 846 | 10 | 6 |  |  | 340 | 125 | 0.0187 | 0.15 | 0.6612 | 0 | 0 | 0
| 847 | 10 | 6 |  |  | 340 | 125 | 0.0187 | 0.15 | 0.6612 | 0 | 0 | 0
| 848 | 10 | 6 |  |  | 340 | 125 | 0.0187 | 0.15 | 0.6612 | 0 | 0 | 0
| 849 | 10 | 6 |  |  | 340 | 125 | 0.0187 | 0.15 | 0.6612 | 0 | 0 | 0
| 850 | 12 | 6 |  |  | 433 | 165 | 0.0187 | 0.15 | 0.6612 | 0 | 0 | 0
| 851 | 12 | 6 |  |  | 433 | 165 | 0.0187 | 0.15 | 0.6612 | 0 | 0 | 0
| 852 | 5 | 7 |  |  | 148 | 49 | 0.0187 | 0.15 | 0.6612 | 0 | 0 | 0
| 853 | 5 | 7 |  |  | 148 | 49 | 0.0187 | 0.15 | 0.6612 | 0 | 0 | 0
| 854 | 5 | 7 |  |  | 148 | 49 | 0.0187 | 0.15 | 0.6612 | 0 | 0 | 0
| 855 | 5 | 7 |  |  | 148 | 49 | 0.0187 | 0.15 | 0.6612 | 0 | 0 | 0
| 856 | 5 | 7 |  |  | 148 | 49 | 0.0187 | 0.15 | 0.6612 | 0 | 0 | 0
| 857 | 5 | 7 |  |  | 148 | 49 | 0.0187 | 0.15 | 0.6612 | 0 | 0 | 0
| 858 | 5 | 7 |  |  | 148 | 49 | 0.0187 | 0.15 | 0.6612 | 0 | 0 | 0
| 859 | 5 | 7 |  |  | 148 | 49 | 0.0187 | 0.15 | 0.6612 | 0 | 0 | 0
| 860 | 5 | 7 |  |  | 148 | 49 | 0.0187 | 0.15 | 0.6612 | 0 | 0 | 0
| 861 | 5 | 7 |  |  | 148 | 49 | 0.0187 | 0.15 | 0.6612 | 0 | 0 | 0
| 862 | 5 | 7 |  |  | 148 | 49 | 0.0187 | 0.15 | 0.6612 | 0 | 0 | 0
| 863 | 5 | 7 |  |  | 148 | 49 | 0.0187 | 0.15 | 0.6612 | 0 | 0 | 0
| 864 | 5 | 7 |  |  | 148 | 49 | 0.0187 | 0.15 | 0.6612 | 0 | 0 | 0
| 865 | 5 | 7 |  |  | 148 | 49 | 0.0187 | 0.15 | 0.6612 | 0 | 0 | 0
| 866 | 5 | 7 |  |  | 148 | 49 | 0.0187 | 0.15 | 0.6612 | 0 | 0 | 0
| 867 | 5 | 7 |  |  | 148 | 49 | 0.0187 | 0.15 | 0.6612 | 0 | 0 | 0
| 868 | 5 | 7 |  |  | 148 | 49 | 0.0187 | 0.15 | 0.6612 | 0 | 0 | 0
| 869 | 5 | 7 |  |  | 148 | 49 | 0.0187 | 0.15 | 0.6612 | 0 | 0 | 0
| 870 | 13 | 7 |  |  | 580 | 220 | 0.0187 | 0.15 | 0.6612 | 0 | 0 | 0
| 871 | 13 | 7 |  |  | 580 | 220 | 0.0187 | 0.15 | 0.6612 | 0 | 0 | 0
| 872 | 6 | 7 |  |  | 192 | 64 | 0.0187 | 0.15 | 0.6612 | 0 | 0 | 0
| 873 | 6 | 7 |  |  | 192 | 64 | 0.0187 | 0.15 | 0.6612 | 0 | 0 | 0
| 874 | 6 | 7 |  |  | 192 | 64 | 0.0187 | 0.15 | 0.6612 | 0 | 0 | 0
| 875 | 6 | 7 |  |  | 192 | 64 | 0.0187 | 0.15 | 0.6612 | 0 | 0 | 0
| 876 | 6 | 7 |  |  | 192 | 64 | 0.0187 | 0.15 | 0.6612 | 0 | 0 | 0
| 877 | 6 | 7 |  |  | 192 | 64 | 0.0187 | 0.15 | 0.6612 | 0 | 0 | 0
| 878 | 6 | 7 |  |  | 192 | 64 | 0.0187 | 0.15 | 0.6612 | 0 | 0 | 0
| 879 | 6 | 7 |  |  | 192 | 64 | 0.0187 | 0.15 | 0.6612 | 0 | 0 | 0
| 880 | 6 | 7 |  |  | 192 | 64 | 0.0187 | 0.15 | 0.6612 | 0 | 0 | 0
| 881 | 6 | 7 |  |  | 192 | 64 | 0.0187 | 0.15 | 0.6612 | 0 | 0 | 0
| 882 | 3 | 7 |  |  | 92 | 31 | 0.0187 | 0.15 | 0.6612 | 0 | 0 | 0
| 883 | 3 | 7 |  |  | 92 | 31 | 0.0187 | 0.15 | 0.6612 | 0 | 0 | 0
| 884 | 3 | 7 |  |  | 92 | 31 | 0.0187 | 0.15 | 0.6612 | 0 | 0 | 0
| 885 | 3 | 7 |  |  | 92 | 31 | 0.0187 | 0.15 | 0.6612 | 0 | 0 | 0
| 886 | 3 | 7 |  |  | 92 | 31 | 0.0187 | 0.15 | 0.6612 | 0 | 0 | 0
| 887 | 3 | 7 |  |  | 92 | 31 | 0.0187 | 0.15 | 0.6612 | 0 | 0 | 0
| 888 | 3 | 7 |  |  | 92 | 31 | 0.0187 | 0.15 | 0.6612 | 0 | 0 | 0
| 889 | 4 | 7 |  |  | 108 | 36 | 0.0187 | 0.15 | 0.6612 | 0 | 0 | 0
| 890 | 4 | 7 |  |  | 108 | 36 | 0.0187 | 0.15 | 0.6612 | 0 | 0 | 0
| 891 | 4 | 7 |  |  | 108 | 36 | 0.0187 | 0.15 | 0.6612 | 0 | 0 | 0
| 892 | 4 | 7 |  |  | 108 | 36 | 0.0187 | 0.15 | 0.6612 | 0 | 0 | 0
| 893 | 5 | 7 |  |  | 148 | 49 | 0.0187 | 0.15 | 0.6612 | 0 | 0 | 0
| 894 | 5 | 7 |  |  | 148 | 49 | 0.0187 | 0.15 | 0.6612 | 0 | 0 | 0
| 895 | 5 | 7 |  |  | 148 | 49 | 0.0187 | 0.15 | 0.6612 | 0 | 0 | 0
| 896 | 5 | 7 |  |  | 148 | 49 | 0.0187 | 0.15 | 0.6612 | 0 | 0 | 0
| 897 | 5 | 7 |  |  | 148 | 49 | 0.0187 | 0.15 | 0.6612 | 0 | 0 | 0
| 898 | 5 | 7 |  |  | 148 | 49 | 0.0187 | 0.15 | 0.6612 | 0 | 0 | 0
| 899 | 7 | 7 |  |  | 205 | 70 | 0.0187 | 0.15 | 0.6612 | 0 | 0 | 0
| 900 | 7 | 7 |  |  | 205 | 70 | 0.0187 | 0.15 | 0.6612 | 0 | 0 | 0
| 901 | 8 | 7 |  |  | 280 | 95 | 0.0187 | 0.15 | 0.6612 | 0 | 0 | 0
| 902 | 8 | 7 |  |  | 280 | 95 | 0.0187 | 0.15 | 0.6612 | 0 | 0 | 0
| 903 | 8 | 7 |  |  | 280 | 95 | 0.0187 | 0.15 | 0.6612 | 0 | 0 | 0
| 904 | 8 | 7 |  |  | 280 | 95 | 0.0187 | 0.15 | 0.6612 | 0 | 0 | 0
| 905 | 8 | 7 |  |  | 280 | 95 | 0.0187 | 0.15 | 0.6612 | 0 | 0 | 0
| 906 | 9 | 7 |  |  | 315 | 108 | 0.0187 | 0.15 | 0.6612 | 0 | 0 | 0
| 907 | 9 | 7 |  |  | 315 | 108 | 0.0187 | 0.15 | 0.6612 | 0 | 0 | 0
| 908 | 10 | 7 |  |  | 340 | 125 | 0.0187 | 0.15 | 0.6612 | 0 | 0 | 0
| 909 | 10 | 7 |  |  | 340 | 125 | 0.0187 | 0.15 | 0.6612 | 0 | 0 | 0
| 910 | 10 | 7 |  |  | 340 | 125 | 0.0187 | 0.15 | 0.6612 | 0 | 0 | 0
| 911 | 10 | 7 |  |  | 340 | 125 | 0.0187 | 0.15 | 0.6612 | 0 | 0 | 0
| 912 | 10 | 7 |  |  | 340 | 125 | 0.0187 | 0.15 | 0.6612 | 0 | 0 | 0
| 913 | 10 | 7 |  |  | 340 | 125 | 0.0187 | 0.15 | 0.6612 | 0 | 0 | 0
| 914 | 10 | 7 |  |  | 340 | 125 | 0.0187 | 0.15 | 0.6612 | 0 | 0 | 0
| 915 | 10 | 7 |  |  | 340 | 125 | 0.0187 | 0.15 | 0.6612 | 0 | 0 | 0
| 916 | 10 | 7 |  |  | 340 | 125 | 0.0187 | 0.15 | 0.6612 | 0 | 0 | 0
| 917 | 10 | 7 |  |  | 340 | 125 | 0.0187 | 0.15 | 0.6612 | 0 | 0 | 0
| 918 | 10 | 7 |  |  | 340 | 125 | 0.0187 | 0.15 | 0.6612 | 0 | 0 | 0
| 919 | 11 | 7 |  |  | 390 | 145 | 0.0187 | 0.15 | 0.6612 | 0 | 0 | 0
| 920 | 11 | 7 |  |  | 390 | 145 | 0.0187 | 0.15 | 0.6612 | 0 | 0 | 0
| 921 | 11 | 7 |  |  | 390 | 145 | 0.0187 | 0.15 | 0.6612 | 0 | 0 | 0
| 922 | 11 | 7 |  |  | 390 | 145 | 0.0187 | 0.15 | 0.6612 | 0 | 0 | 0
| 923 | 11 | 7 |  |  | 390 | 145 | 0.0187 | 0.15 | 0.6612 | 0 | 0 | 0
| 924 | 11 | 7 |  |  | 390 | 145 | 0.0187 | 0.15 | 0.6612 | 0 | 0 | 0
| 925 | 12 | 7 |  |  | 433 | 165 | 0.0187 | 0.15 | 0.6612 | 0 | 0 | 0
| 926 | 12 | 7 |  |  | 433 | 165 | 0.0187 | 0.15 | 0.6612 | 0 | 0 | 0
| 927 | 12 | 7 |  |  | 433 | 165 | 0.0187 | 0.15 | 0.6612 | 0 | 0 | 0
| 928 | 12 | 7 |  |  | 433 | 165 | 0.0187 | 0.15 | 0.6612 | 0 | 0 | 0
| 929 | 12 | 7 |  |  | 433 | 165 | 0.0187 | 0.15 | 0.6612 | 0 | 0 | 0
| 930 | 12 | 7 |  |  | 433 | 165 | 0.0187 | 0.15 | 0.6612 | 0 | 0 | 0
| 931 | 2 | 8 |  |  | 67 | 22 | 0.0187 | 0.15 | 0.6612 | 0 | 0 | 0
| 932 | 2 | 8 |  |  | 67 | 22 | 0.0187 | 0.15 | 0.6612 | 0 | 0 | 0
| 933 | 2 | 8 |  |  | 67 | 22 | 0.0187 | 0.15 | 0.6612 | 0 | 0 | 0
| 934 | 2 | 8 |  |  | 67 | 22 | 0.0187 | 0.15 | 0.6612 | 0 | 0 | 0
| 935 | 2 | 8 |  |  | 67 | 22 | 0.0187 | 0.15 | 0.6612 | 0 | 0 | 0
| 936 | 2 | 8 |  |  | 67 | 22 | 0.0187 | 0.15 | 0.6612 | 0 | 0 | 0
| 937 | 2 | 8 |  |  | 67 | 22 | 0.0187 | 0.15 | 0.6612 | 0 | 0 | 0
| 938 | 2 | 8 |  |  | 67 | 22 | 0.0187 | 0.15 | 0.6612 | 0 | 0 | 0
| 939 | 3 | 8 |  |  | 92 | 31 | 0.0187 | 0.15 | 0.6612 | 0 | 0 | 0
| 940 | 3 | 8 |  |  | 92 | 31 | 0.0187 | 0.15 | 0.6612 | 0 | 0 | 0
| 941 | 3 | 8 |  |  | 92 | 31 | 0.0187 | 0.15 | 0.6612 | 0 | 0 | 0
| 942 | 3 | 8 |  |  | 92 | 31 | 0.0187 | 0.15 | 0.6612 | 0 | 0 | 0
| 943 | 3 | 8 |  |  | 92 | 31 | 0.0187 | 0.15 | 0.6612 | 0 | 0 | 0
| 944 | 3 | 8 |  |  | 92 | 31 | 0.0187 | 0.15 | 0.6612 | 0 | 0 | 0
| 945 | 3 | 8 |  |  | 92 | 31 | 0.0187 | 0.15 | 0.6612 | 0 | 0 | 0
| 946 | 3 | 8 |  |  | 92 | 31 | 0.0187 | 0.15 | 0.6612 | 0 | 0 | 0
| 947 | 3 | 8 |  |  | 92 | 31 | 0.0187 | 0.15 | 0.6612 | 0 | 0 | 0
| 948 | 3 | 8 |  |  | 92 | 31 | 0.0187 | 0.15 | 0.6612 | 0 | 0 | 0
| 949 | 3 | 8 |  |  | 92 | 31 | 0.0187 | 0.15 | 0.6612 | 0 | 0 | 0
| 950 | 3 | 8 |  |  | 92 | 31 | 0.0187 | 0.15 | 0.6612 | 0 | 0 | 0
| 951 | 3 | 8 |  |  | 92 | 31 | 0.0187 | 0.15 | 0.6612 | 0 | 0 | 0
| 952 | 3 | 8 |  |  | 92 | 31 | 0.0187 | 0.15 | 0.6612 | 0 | 0 | 0
| 953 | 3 | 8 |  |  | 92 | 31 | 0.0187 | 0.15 | 0.6612 | 0 | 0 | 0
| 954 | 3 | 8 |  |  | 92 | 31 | 0.0187 | 0.15 | 0.6612 | 0 | 0 | 0
| 955 | 3 | 8 |  |  | 92 | 31 | 0.0187 | 0.15 | 0.6612 | 0 | 0 | 0
| 956 | 3 | 8 |  |  | 92 | 31 | 0.0187 | 0.15 | 0.6612 | 0 | 0 | 0
| 957 | 3 | 8 |  |  | 92 | 31 | 0.0187 | 0.15 | 0.6612 | 0 | 0 | 0
| 958 | 3 | 8 |  |  | 92 | 31 | 0.0187 | 0.15 | 0.6612 | 0 | 0 | 0
| 959 | 3 | 8 |  |  | 92 | 31 | 0.0187 | 0.15 | 0.6612 | 0 | 0 | 0
| 960 | 3 | 8 |  |  | 92 | 31 | 0.0187 | 0.15 | 0.6612 | 0 | 0 | 0
| 961 | 3 | 8 |  |  | 92 | 31 | 0.0187 | 0.15 | 0.6612 | 0 | 0 | 0
| 962 | 3 | 8 |  |  | 92 | 31 | 0.0187 | 0.15 | 0.6612 | 0 | 0 | 0
| 963 | 3 | 8 |  |  | 92 | 31 | 0.0187 | 0.15 | 0.6612 | 0 | 0 | 0
| 964 | 3 | 8 |  |  | 92 | 31 | 0.0187 | 0.15 | 0.6612 | 0 | 0 | 0
| 965 | 4 | 8 |  |  | 108 | 36 | 0.0187 | 0.15 | 0.6612 | 0 | 0 | 0
| 966 | 4 | 8 |  |  | 108 | 36 | 0.0187 | 0.15 | 0.6612 | 0 | 0 | 0
| 967 | 4 | 8 |  |  | 108 | 36 | 0.0187 | 0.15 | 0.6612 | 0 | 0 | 0
| 968 | 4 | 8 |  |  | 108 | 36 | 0.0187 | 0.15 | 0.6612 | 0 | 0 | 0
| 969 | 4 | 8 |  |  | 108 | 36 | 0.0187 | 0.15 | 0.6612 | 0 | 0 | 0
| 970 | 4 | 8 |  |  | 108 | 36 | 0.0187 | 0.15 | 0.6612 | 0 | 0 | 0
| 971 | 4 | 8 |  |  | 108 | 36 | 0.0187 | 0.15 | 0.6612 | 0 | 0 | 0
| 972 | 4 | 8 |  |  | 108 | 36 | 0.0187 | 0.15 | 0.6612 | 0 | 0 | 0
| 973 | 4 | 8 |  |  | 108 | 36 | 0.0187 | 0.15 | 0.6612 | 0 | 0 | 0
| 974 | 4 | 8 |  |  | 108 | 36 | 0.0187 | 0.15 | 0.6612 | 0 | 0 | 0
| 975 | 4 | 8 |  |  | 108 | 36 | 0.0187 | 0.15 | 0.6612 | 0 | 0 | 0
| 976 | 4 | 8 |  |  | 108 | 36 | 0.0187 | 0.15 | 0.6612 | 0 | 0 | 0
| 977 | 4 | 8 |  |  | 108 | 36 | 0.0187 | 0.15 | 0.6612 | 0 | 0 | 0
| 978 | 4 | 8 |  |  | 108 | 36 | 0.0187 | 0.15 | 0.6612 | 0 | 0 | 0
| 979 | 4 | 8 |  |  | 108 | 36 | 0.0187 | 0.15 | 0.6612 | 0 | 0 | 0
| 980 | 4 | 8 |  |  | 108 | 36 | 0.0187 | 0.15 | 0.6612 | 0 | 0 | 0
| 981 | 4 | 8 |  |  | 108 | 36 | 0.0187 | 0.15 | 0.6612 | 0 | 0 | 0
| 982 | 4 | 8 |  |  | 108 | 36 | 0.0187 | 0.15 | 0.6612 | 0 | 0 | 0
| 983 | 4 | 8 |  |  | 108 | 36 | 0.0187 | 0.15 | 0.6612 | 0 | 0 | 0
| 984 | 4 | 8 |  |  | 108 | 36 | 0.0187 | 0.15 | 0.6612 | 0 | 0 | 0
| 985 | 4 | 8 |  |  | 108 | 36 | 0.0187 | 0.15 | 0.6612 | 0 | 0 | 0
| 986 | 4 | 8 |  |  | 108 | 36 | 0.0187 | 0.15 | 0.6612 | 0 | 0 | 0
| 987 | 4 | 8 |  |  | 108 | 36 | 0.0187 | 0.15 | 0.6612 | 0 | 0 | 0
| 988 | 4 | 8 |  |  | 108 | 36 | 0.0187 | 0.15 | 0.6612 | 0 | 0 | 0
| 989 | 4 | 8 |  |  | 108 | 36 | 0.0187 | 0.15 | 0.6612 | 0 | 0 | 0
| 990 | 4 | 8 |  |  | 108 | 36 | 0.0187 | 0.15 | 0.6612 | 0 | 0 | 0
| 991 | 4 | 8 |  |  | 108 | 36 | 0.0187 | 0.15 | 0.6612 | 0 | 0 | 0
| 992 | 4 | 8 |  |  | 108 | 36 | 0.0187 | 0.15 | 0.6612 | 0 | 0 | 0
| 993 | 4 | 8 |  |  | 108 | 36 | 0.0187 | 0.15 | 0.6612 | 0 | 0 | 0
| 994 | 4 | 8 |  |  | 108 | 36 | 0.0187 | 0.15 | 0.6612 | 0 | 0 | 0
| 995 | 4 | 8 |  |  | 108 | 36 | 0.0187 | 0.15 | 0.6612 | 0 | 0 | 0
| 996 | 4 | 8 |  |  | 108 | 36 | 0.0187 | 0.15 | 0.6612 | 0 | 0 | 0
| 997 | 4 | 8 |  |  | 108 | 36 | 0.0187 | 0.15 | 0.6612 | 0 | 0 | 0
| 998 | 4 | 8 |  |  | 108 | 36 | 0.0187 | 0.15 | 0.6612 | 0 | 0 | 0
| 999 | 4 | 8 |  |  | 108 | 36 | 0.0187 | 0.15 | 0.6612 | 0 | 0 | 0
| 1000 | 4 | 8 |  |  | 108 | 36 | 0.0187 | 0.15 | 0.6612 | 0 | 0 | 0
| 1001 | 4 | 8 |  |  | 108 | 36 | 0.0187 | 0.15 | 0.6612 | 0 | 0 | 0
| 1002 | 4 | 8 |  |  | 108 | 36 | 0.0187 | 0.15 | 0.6612 | 0 | 0 | 0
| 1003 | 4 | 8 |  |  | 108 | 36 | 0.0187 | 0.15 | 0.6612 | 0 | 0 | 0
| 1004 | 4 | 8 |  |  | 108 | 36 | 0.0187 | 0.15 | 0.6612 | 0 | 0 | 0
| 1005 | 4 | 8 |  |  | 108 | 36 | 0.0187 | 0.15 | 0.6612 | 0 | 0 | 0
| 1006 | 4 | 8 |  |  | 108 | 36 | 0.0187 | 0.15 | 0.6612 | 0 | 0 | 0
| 1007 | 4 | 8 |  |  | 108 | 36 | 0.0187 | 0.15 | 0.6612 | 0 | 0 | 0
| 1008 | 4 | 8 |  |  | 108 | 36 | 0.0187 | 0.15 | 0.6612 | 0 | 0 | 0
| 1009 | 4 | 8 |  |  | 108 | 36 | 0.0187 | 0.15 | 0.6612 | 0 | 0 | 0
| 1010 | 4 | 8 |  |  | 108 | 36 | 0.0187 | 0.15 | 0.6612 | 0 | 0 | 0
| 1011 | 4 | 8 |  |  | 108 | 36 | 0.0187 | 0.15 | 0.6612 | 0 | 0 | 0
| 1012 | 4 | 8 |  |  | 108 | 36 | 0.0187 | 0.15 | 0.6612 | 0 | 0 | 0
| 1013 | 4 | 8 |  |  | 108 | 36 | 0.0187 | 0.15 | 0.6612 | 0 | 0 | 0
| 1014 | 4 | 8 |  |  | 108 | 36 | 0.0187 | 0.15 | 0.6612 | 0 | 0 | 0
| 1015 | 4 | 8 |  |  | 108 | 36 | 0.0187 | 0.15 | 0.6612 | 0 | 0 | 0
| 1016 | 4 | 8 |  |  | 108 | 36 | 0.0187 | 0.15 | 0.6612 | 0 | 0 | 0
| 1017 | 4 | 8 |  |  | 108 | 36 | 0.0187 | 0.15 | 0.6612 | 0 | 0 | 0
| 1018 | 4 | 8 |  |  | 108 | 36 | 0.0187 | 0.15 | 0.6612 | 0 | 0 | 0
| 1019 | 4 | 8 |  |  | 108 | 36 | 0.0187 | 0.15 | 0.6612 | 0 | 0 | 0
| 1020 | 4 | 8 |  |  | 108 | 36 | 0.0187 | 0.15 | 0.6612 | 0 | 0 | 0
| 1021 | 4 | 8 |  |  | 108 | 36 | 0.0187 | 0.15 | 0.6612 | 0 | 0 | 0
| 1022 | 4 | 8 |  |  | 108 | 36 | 0.0187 | 0.15 | 0.6612 | 0 | 0 | 0
| 1023 | 4 | 8 |  |  | 108 | 36 | 0.0187 | 0.15 | 0.6612 | 0 | 0 | 0
| 1024 | 4 | 8 |  |  | 108 | 36 | 0.0187 | 0.15 | 0.6612 | 0 | 0 | 0
| 1025 | 4 | 8 |  |  | 108 | 36 | 0.0187 | 0.15 | 0.6612 | 0 | 0 | 0
| 1026 | 4 | 8 |  |  | 108 | 36 | 0.0187 | 0.15 | 0.6612 | 0 | 0 | 0
| 1027 | 4 | 8 |  |  | 108 | 36 | 0.0187 | 0.15 | 0.6612 | 0 | 0 | 0
| 1028 | 4 | 8 |  |  | 108 | 36 | 0.0187 | 0.15 | 0.6612 | 0 | 0 | 0
| 1029 | 4 | 8 |  |  | 108 | 36 | 0.0187 | 0.15 | 0.6612 | 0 | 0 | 0
| 1030 | 4 | 8 |  |  | 108 | 36 | 0.0187 | 0.15 | 0.6612 | 0 | 0 | 0
| 1031 | 4 | 8 |  |  | 108 | 36 | 0.0187 | 0.15 | 0.6612 | 0 | 0 | 0
| 1032 | 4 | 8 |  |  | 108 | 36 | 0.0187 | 0.15 | 0.6612 | 0 | 0 | 0
| 1033 | 4 | 8 |  |  | 108 | 36 | 0.0187 | 0.15 | 0.6612 | 0 | 0 | 0
| 1034 | 4 | 8 |  |  | 108 | 36 | 0.0187 | 0.15 | 0.6612 | 0 | 0 | 0
| 1035 | 4 | 8 |  |  | 108 | 36 | 0.0187 | 0.15 | 0.6612 | 0 | 0 | 0
| 1036 | 4 | 8 |  |  | 108 | 36 | 0.0187 | 0.15 | 0.6612 | 0 | 0 | 0
| 1037 | 4 | 8 |  |  | 108 | 36 | 0.0187 | 0.15 | 0.6612 | 0 | 0 | 0
| 1038 | 4 | 8 |  |  | 108 | 36 | 0.0187 | 0.15 | 0.6612 | 0 | 0 | 0
| 1039 | 4 | 8 |  |  | 108 | 36 | 0.0187 | 0.15 | 0.6612 | 0 | 0 | 0
| 1040 | 4 | 8 |  |  | 108 | 36 | 0.0187 | 0.15 | 0.6612 | 0 | 0 | 0
| 1041 | 5 | 8 |  |  | 148 | 49 | 0.0187 | 0.15 | 0.6612 | 0 | 0 | 0
| 1042 | 5 | 8 |  |  | 148 | 49 | 0.0187 | 0.15 | 0.6612 | 0 | 0 | 0
| 1043 | 5 | 8 |  |  | 148 | 49 | 0.0187 | 0.15 | 0.6612 | 0 | 0 | 0
| 1044 | 5 | 8 |  |  | 148 | 49 | 0.0187 | 0.15 | 0.6612 | 0 | 0 | 0
| 1045 | 5 | 8 |  |  | 148 | 49 | 0.0187 | 0.15 | 0.6612 | 0 | 0 | 0
| 1046 | 5 | 8 |  |  | 148 | 49 | 0.0187 | 0.15 | 0.6612 | 0 | 0 | 0
| 1047 | 7 | 8 |  |  | 205 | 70 | 0.0187 | 0.15 | 0.6612 | 0 | 0 | 0
| 1048 | 8 | 8 |  |  | 280 | 95 | 0.0187 | 0.15 | 0.6612 | 0 | 0 | 0
| 1049 | 8 | 8 |  |  | 280 | 95 | 0.0187 | 0.15 | 0.6612 | 0 | 0 | 0
| 1050 | 8 | 8 |  |  | 280 | 95 | 0.0187 | 0.15 | 0.6612 | 0 | 0 | 0
| 1051 | 8 | 8 |  |  | 280 | 95 | 0.0187 | 0.15 | 0.6612 | 0 | 0 | 0
| 1052 | 8 | 8 |  |  | 280 | 95 | 0.0187 | 0.15 | 0.6612 | 0 | 0 | 0
| 1053 | 8 | 8 |  |  | 280 | 95 | 0.0187 | 0.15 | 0.6612 | 0 | 0 | 0
| 1054 | 10 | 8 |  |  | 340 | 125 | 0.0187 | 0.15 | 0.6612 | 0 | 0 | 0
| 1055 | 10 | 8 |  |  | 340 | 125 | 0.0187 | 0.15 | 0.6612 | 0 | 0 | 0
| 1056 | 10 | 8 |  |  | 340 | 125 | 0.0187 | 0.15 | 0.6612 | 0 | 0 | 0
| 1057 | 10 | 8 |  |  | 340 | 125 | 0.0187 | 0.15 | 0.6612 | 0 | 0 | 0
| 1058 | 10 | 8 |  |  | 340 | 125 | 0.0187 | 0.15 | 0.6612 | 0 | 0 | 0
| 1059 | 10 | 8 |  |  | 340 | 125 | 0.0187 | 0.15 | 0.6612 | 0 | 0 | 0
| 1060 | 10 | 8 |  |  | 340 | 125 | 0.0187 | 0.15 | 0.6612 | 0 | 0 | 0
| 1061 | 10 | 8 |  |  | 340 | 125 | 0.0187 | 0.15 | 0.6612 | 0 | 0 | 0
| 1062 | 10 | 8 |  |  | 340 | 125 | 0.0187 | 0.15 | 0.6612 | 0 | 0 | 0
| 1063 | 10 | 8 |  |  | 340 | 125 | 0.0187 | 0.15 | 0.6612 | 0 | 0 | 0
| 1064 | 10 | 8 |  |  | 340 | 125 | 0.0187 | 0.15 | 0.6612 | 0 | 0 | 0
| 1065 | 10 | 8 |  |  | 340 | 125 | 0.0187 | 0.15 | 0.6612 | 0 | 0 | 0
| 1066 | 11 | 8 |  |  | 390 | 145 | 0.0187 | 0.15 | 0.6612 | 0 | 0 | 0
| 1067 | 11 | 8 |  |  | 390 | 145 | 0.0187 | 0.15 | 0.6612 | 0 | 0 | 0
| 1068 | 12 | 8 |  |  | 433 | 165 | 0.0187 | 0.15 | 0.6612 | 0 | 0 | 0
| 1069 | 12 | 8 |  |  | 433 | 165 | 0.0187 | 0.15 | 0.6612 | 0 | 0 | 0
| 1070 | 12 | 8 |  |  | 433 | 165 | 0.0187 | 0.15 | 0.6612 | 0 | 0 | 0
| 1071 | 12 | 8 |  |  | 433 | 165 | 0.0187 | 0.15 | 0.6612 | 0 | 0 | 0
| 1072 | 12 | 8 |  |  | 433 | 165 | 0.0187 | 0.15 | 0.6612 | 0 | 0 | 0
| 1073 | 12 | 8 |  |  | 433 | 165 | 0.0187 | 0.15 | 0.6612 | 0 | 0 | 0
| 1074 | 12 | 8 |  |  | 433 | 165 | 0.0187 | 0.15 | 0.6612 | 0 | 0 | 0
| 1075 | 12 | 8 |  |  | 433 | 165 | 0.0187 | 0.15 | 0.6612 | 0 | 0 | 0
| 1076 | 12 | 9 |  |  | 433 | 165 | 0.0187 | 0.15 | 0.6612 | 0 | 0 | 0
| 1077 | 12 | 9 |  |  | 433 | 165 | 0.0187 | 0.15 | 0.6612 | 0 | 0 | 0
| 1078 | 2 | 9 |  |  | 67 | 22 | 0.0187 | 0.15 | 0.6612 | 0 | 0 | 0
| 1079 | 2 | 9 |  |  | 67 | 22 | 0.0187 | 0.15 | 0.6612 | 0 | 0 | 0
| 1080 | 2 | 9 |  |  | 67 | 22 | 0.0187 | 0.15 | 0.6612 | 0 | 0 | 0
| 1081 | 2 | 9 |  |  | 67 | 22 | 0.0187 | 0.15 | 0.6612 | 0 | 0 | 0
| 1082 | 2 | 9 |  |  | 67 | 22 | 0.0187 | 0.15 | 0.6612 | 0 | 0 | 0
| 1083 | 2 | 9 |  |  | 67 | 22 | 0.0187 | 0.15 | 0.6612 | 0 | 0 | 0
| 1084 | 2 | 9 |  |  | 67 | 22 | 0.0187 | 0.15 | 0.6612 | 0 | 0 | 0
| 1085 | 2 | 9 |  |  | 67 | 22 | 0.0187 | 0.15 | 0.6612 | 0 | 0 | 0
| 1086 | 2 | 9 |  |  | 67 | 22 | 0.0187 | 0.15 | 0.6612 | 0 | 0 | 0
| 1087 | 2 | 9 |  |  | 67 | 22 | 0.0187 | 0.15 | 0.6612 | 0 | 0 | 0
| 1088 | 2 | 9 |  |  | 67 | 22 | 0.0187 | 0.15 | 0.6612 | 0 | 0 | 0
| 1089 | 2 | 9 |  |  | 67 | 22 | 0.0187 | 0.15 | 0.6612 | 0 | 0 | 0
| 1090 | 2 | 9 |  |  | 67 | 22 | 0.0187 | 0.15 | 0.6612 | 0 | 0 | 0
| 1091 | 2 | 9 |  |  | 67 | 22 | 0.0187 | 0.15 | 0.6612 | 0 | 0 | 0
| 1092 | 2 | 9 |  |  | 67 | 22 | 0.0187 | 0.15 | 0.6612 | 0 | 0 | 0
| 1093 | 2 | 9 |  |  | 67 | 22 | 0.0187 | 0.15 | 0.6612 | 0 | 0 | 0
| 1094 | 2 | 9 |  |  | 67 | 22 | 0.0187 | 0.15 | 0.6612 | 0 | 0 | 0
| 1095 | 2 | 9 |  |  | 67 | 22 | 0.0187 | 0.15 | 0.6612 | 0 | 0 | 0
| 1096 | 2 | 9 |  |  | 67 | 22 | 0.0187 | 0.15 | 0.6612 | 0 | 0 | 0
| 1097 | 2 | 9 |  |  | 67 | 22 | 0.0187 | 0.15 | 0.6612 | 0 | 0 | 0
| 1098 | 2 | 9 |  |  | 67 | 22 | 0.0187 | 0.15 | 0.6612 | 0 | 0 | 0
| 1099 | 2 | 9 |  |  | 67 | 22 | 0.0187 | 0.15 | 0.6612 | 0 | 0 | 0
| 1100 | 2 | 9 |  |  | 67 | 22 | 0.0187 | 0.15 | 0.6612 | 0 | 0 | 0
| 1101 | 2 | 9 |  |  | 67 | 22 | 0.0187 | 0.15 | 0.6612 | 0 | 0 | 0
| 1102 | 2 | 9 |  |  | 67 | 22 | 0.0187 | 0.15 | 0.6612 | 0 | 0 | 0
| 1103 | 2 | 9 |  |  | 67 | 22 | 0.0187 | 0.15 | 0.6612 | 0 | 0 | 0
| 1104 | 2 | 9 |  |  | 67 | 22 | 0.0187 | 0.15 | 0.6612 | 0 | 0 | 0
| 1105 | 2 | 9 |  |  | 67 | 22 | 0.0187 | 0.15 | 0.6612 | 0 | 0 | 0
| 1106 | 2 | 9 |  |  | 67 | 22 | 0.0187 | 0.15 | 0.6612 | 0 | 0 | 0
| 1107 | 2 | 9 |  |  | 67 | 22 | 0.0187 | 0.15 | 0.6612 | 0 | 0 | 0
| 1108 | 2 | 9 |  |  | 67 | 22 | 0.0187 | 0.15 | 0.6612 | 0 | 0 | 0
| 1109 | 2 | 9 |  |  | 67 | 22 | 0.0187 | 0.15 | 0.6612 | 0 | 0 | 0
| 1110 | 2 | 9 |  |  | 67 | 22 | 0.0187 | 0.15 | 0.6612 | 0 | 0 | 0
| 1111 | 2 | 9 |  |  | 67 | 22 | 0.0187 | 0.15 | 0.6612 | 0 | 0 | 0
| 1112 | 2 | 9 |  |  | 67 | 22 | 0.0187 | 0.15 | 0.6612 | 0 | 0 | 0
| 1113 | 2 | 9 |  |  | 67 | 22 | 0.0187 | 0.15 | 0.6612 | 0 | 0 | 0
| 1114 | 2 | 9 |  |  | 67 | 22 | 0.0187 | 0.15 | 0.6612 | 0 | 0 | 0
| 1115 | 2 | 9 |  |  | 67 | 22 | 0.0187 | 0.15 | 0.6612 | 0 | 0 | 0
| 1116 | 2 | 9 |  |  | 67 | 22 | 0.0187 | 0.15 | 0.6612 | 0 | 0 | 0
| 1117 | 2 | 9 |  |  | 67 | 22 | 0.0187 | 0.15 | 0.6612 | 0 | 0 | 0
| 1118 | 2 | 9 |  |  | 67 | 22 | 0.0187 | 0.15 | 0.6612 | 0 | 0 | 0
| 1119 | 2 | 9 |  |  | 67 | 22 | 0.0187 | 0.15 | 0.6612 | 0 | 0 | 0
| 1120 | 2 | 9 |  |  | 67 | 22 | 0.0187 | 0.15 | 0.6612 | 0 | 0 | 0
| 1121 | 2 | 9 |  |  | 67 | 22 | 0.0187 | 0.15 | 0.6612 | 0 | 0 | 0
| 1122 | 2 | 9 |  |  | 67 | 22 | 0.0187 | 0.15 | 0.6612 | 0 | 0 | 0
| 1123 | 2 | 9 |  |  | 67 | 22 | 0.0187 | 0.15 | 0.6612 | 0 | 0 | 0
| 1124 | 2 | 9 |  |  | 67 | 22 | 0.0187 | 0.15 | 0.6612 | 0 | 0 | 0
| 1125 | 2 | 9 |  |  | 67 | 22 | 0.0187 | 0.15 | 0.6612 | 0 | 0 | 0
| 1126 | 2 | 9 |  |  | 67 | 22 | 0.0187 | 0.15 | 0.6612 | 0 | 0 | 0
| 1127 | 2 | 9 |  |  | 67 | 22 | 0.0187 | 0.15 | 0.6612 | 0 | 0 | 0
| 1128 | 2 | 9 |  |  | 67 | 22 | 0.0187 | 0.15 | 0.6612 | 0 | 0 | 0
| 1129 | 2 | 9 |  |  | 67 | 22 | 0.0187 | 0.15 | 0.6612 | 0 | 0 | 0
| 1130 | 2 | 9 |  |  | 67 | 22 | 0.0187 | 0.15 | 0.6612 | 0 | 0 | 0
| 1131 | 2 | 9 |  |  | 67 | 22 | 0.0187 | 0.15 | 0.6612 | 0 | 0 | 0
| 1132 | 2 | 9 |  |  | 67 | 22 | 0.0187 | 0.15 | 0.6612 | 0 | 0 | 0
| 1133 | 2 | 9 |  |  | 67 | 22 | 0.0187 | 0.15 | 0.6612 | 0 | 0 | 0
| 1134 | 2 | 9 |  |  | 67 | 22 | 0.0187 | 0.15 | 0.6612 | 0 | 0 | 0
| 1135 | 2 | 9 |  |  | 67 | 22 | 0.0187 | 0.15 | 0.6612 | 0 | 0 | 0
| 1136 | 2 | 9 |  |  | 67 | 22 | 0.0187 | 0.15 | 0.6612 | 0 | 0 | 0
| 1137 | 2 | 9 |  |  | 67 | 22 | 0.0187 | 0.15 | 0.6612 | 0 | 0 | 0
| 1138 | 3 | 9 |  |  | 92 | 31 | 0.0187 | 0.15 | 0.6612 | 0 | 0 | 0
| 1139 | 3 | 9 |  |  | 92 | 31 | 0.0187 | 0.15 | 0.6612 | 0 | 0 | 0
| 1140 | 3 | 9 |  |  | 92 | 31 | 0.0187 | 0.15 | 0.6612 | 0 | 0 | 0
| 1141 | 3 | 9 |  |  | 92 | 31 | 0.0187 | 0.15 | 0.6612 | 0 | 0 | 0
| 1142 | 3 | 9 |  |  | 92 | 31 | 0.0187 | 0.15 | 0.6612 | 0 | 0 | 0
| 1143 | 3 | 9 |  |  | 92 | 31 | 0.0187 | 0.15 | 0.6612 | 0 | 0 | 0
| 1144 | 3 | 9 |  |  | 92 | 31 | 0.0187 | 0.15 | 0.6612 | 0 | 0 | 0
| 1145 | 3 | 9 |  |  | 92 | 31 | 0.0187 | 0.15 | 0.6612 | 0 | 0 | 0
| 1146 | 3 | 9 |  |  | 92 | 31 | 0.0187 | 0.15 | 0.6612 | 0 | 0 | 0
| 1147 | 3 | 9 |  |  | 92 | 31 | 0.0187 | 0.15 | 0.6612 | 0 | 0 | 0
| 1148 | 3 | 9 |  |  | 92 | 31 | 0.0187 | 0.15 | 0.6612 | 0 | 0 | 0
| 1149 | 3 | 9 |  |  | 92 | 31 | 0.0187 | 0.15 | 0.6612 | 0 | 0 | 0
| 1150 | 3 | 9 |  |  | 92 | 31 | 0.0187 | 0.15 | 0.6612 | 0 | 0 | 0
| 1151 | 3 | 9 |  |  | 92 | 31 | 0.0187 | 0.15 | 0.6612 | 0 | 0 | 0
| 1152 | 3 | 9 |  |  | 92 | 31 | 0.0187 | 0.15 | 0.6612 | 0 | 0 | 0
| 1153 | 3 | 9 |  |  | 92 | 31 | 0.0187 | 0.15 | 0.6612 | 0 | 0 | 0
| 1154 | 3 | 9 |  |  | 92 | 31 | 0.0187 | 0.15 | 0.6612 | 0 | 0 | 0
| 1155 | 3 | 9 |  |  | 92 | 31 | 0.0187 | 0.15 | 0.6612 | 0 | 0 | 0
| 1156 | 3 | 9 |  |  | 92 | 31 | 0.0187 | 0.15 | 0.6612 | 0 | 0 | 0
| 1157 | 3 | 9 |  |  | 92 | 31 | 0.0187 | 0.15 | 0.6612 | 0 | 0 | 0
| 1158 | 3 | 9 |  |  | 92 | 31 | 0.0187 | 0.15 | 0.6612 | 0 | 0 | 0
| 1159 | 3 | 9 |  |  | 92 | 31 | 0.0187 | 0.15 | 0.6612 | 0 | 0 | 0
| 1160 | 3 | 9 |  |  | 92 | 31 | 0.0187 | 0.15 | 0.6612 | 0 | 0 | 0
| 1161 | 3 | 9 |  |  | 92 | 31 | 0.0187 | 0.15 | 0.6612 | 0 | 0 | 0
| 1162 | 3 | 9 |  |  | 92 | 31 | 0.0187 | 0.15 | 0.6612 | 0 | 0 | 0
| 1163 | 3 | 9 |  |  | 92 | 31 | 0.0187 | 0.15 | 0.6612 | 0 | 0 | 0
| 1164 | 3 | 9 |  |  | 92 | 31 | 0.0187 | 0.15 | 0.6612 | 0 | 0 | 0
| 1165 | 3 | 9 |  |  | 92 | 31 | 0.0187 | 0.15 | 0.6612 | 0 | 0 | 0
| 1166 | 3 | 9 |  |  | 92 | 31 | 0.0187 | 0.15 | 0.6612 | 0 | 0 | 0
| 1167 | 3 | 9 |  |  | 92 | 31 | 0.0187 | 0.15 | 0.6612 | 0 | 0 | 0
| 1168 | 3 | 9 |  |  | 92 | 31 | 0.0187 | 0.15 | 0.6612 | 0 | 0 | 0
| 1169 | 3 | 9 |  |  | 92 | 31 | 0.0187 | 0.15 | 0.6612 | 0 | 0 | 0
| 1170 | 3 | 9 |  |  | 92 | 31 | 0.0187 | 0.15 | 0.6612 | 0 | 0 | 0
| 1171 | 3 | 9 |  |  | 92 | 31 | 0.0187 | 0.15 | 0.6612 | 0 | 0 | 0
| 1172 | 3 | 9 |  |  | 92 | 31 | 0.0187 | 0.15 | 0.6612 | 0 | 0 | 0
| 1173 | 3 | 9 |  |  | 92 | 31 | 0.0187 | 0.15 | 0.6612 | 0 | 0 | 0
| 1174 | 3 | 9 |  |  | 92 | 31 | 0.0187 | 0.15 | 0.6612 | 0 | 0 | 0
| 1175 | 3 | 9 |  |  | 92 | 31 | 0.0187 | 0.15 | 0.6612 | 0 | 0 | 0
| 1176 | 3 | 9 |  |  | 92 | 31 | 0.0187 | 0.15 | 0.6612 | 0 | 0 | 0
| 1177 | 3 | 9 |  |  | 92 | 31 | 0.0187 | 0.15 | 0.6612 | 0 | 0 | 0
| 1178 | 3 | 9 |  |  | 92 | 31 | 0.0187 | 0.15 | 0.6612 | 0 | 0 | 0
| 1179 | 3 | 9 |  |  | 92 | 31 | 0.0187 | 0.15 | 0.6612 | 0 | 0 | 0
| 1180 | 3 | 9 |  |  | 92 | 31 | 0.0187 | 0.15 | 0.6612 | 0 | 0 | 0
| 1181 | 3 | 9 |  |  | 92 | 31 | 0.0187 | 0.15 | 0.6612 | 0 | 0 | 0
| 1182 | 3 | 9 |  |  | 92 | 31 | 0.0187 | 0.15 | 0.6612 | 0 | 0 | 0
| 1183 | 3 | 9 |  |  | 92 | 31 | 0.0187 | 0.15 | 0.6612 | 0 | 0 | 0
| 1184 | 3 | 9 |  |  | 92 | 31 | 0.0187 | 0.15 | 0.6612 | 0 | 0 | 0
| 1185 | 3 | 9 |  |  | 92 | 31 | 0.0187 | 0.15 | 0.6612 | 0 | 0 | 0
| 1186 | 3 | 9 |  |  | 92 | 31 | 0.0187 | 0.15 | 0.6612 | 0 | 0 | 0
| 1187 | 3 | 9 |  |  | 92 | 31 | 0.0187 | 0.15 | 0.6612 | 0 | 0 | 0
| 1188 | 3 | 9 |  |  | 92 | 31 | 0.0187 | 0.15 | 0.6612 | 0 | 0 | 0
| 1189 | 3 | 9 |  |  | 92 | 31 | 0.0187 | 0.15 | 0.6612 | 0 | 0 | 0
| 1190 | 3 | 9 |  |  | 92 | 31 | 0.0187 | 0.15 | 0.6612 | 0 | 0 | 0
| 1191 | 3 | 9 |  |  | 92 | 31 | 0.0187 | 0.15 | 0.6612 | 0 | 0 | 0
| 1192 | 3 | 9 |  |  | 92 | 31 | 0.0187 | 0.15 | 0.6612 | 0 | 0 | 0
| 1193 | 3 | 9 |  |  | 92 | 31 | 0.0187 | 0.15 | 0.6612 | 0 | 0 | 0
| 1194 | 3 | 9 |  |  | 92 | 31 | 0.0187 | 0.15 | 0.6612 | 0 | 0 | 0
| 1195 | 3 | 9 |  |  | 92 | 31 | 0.0187 | 0.15 | 0.6612 | 0 | 0 | 0
| 1196 | 3 | 9 |  |  | 92 | 31 | 0.0187 | 0.15 | 0.6612 | 0 | 0 | 0
| 1197 | 3 | 9 |  |  | 92 | 31 | 0.0187 | 0.15 | 0.6612 | 0 | 0 | 0
| 1198 | 3 | 9 |  |  | 92 | 31 | 0.0187 | 0.15 | 0.6612 | 0 | 0 | 0
| 1199 | 3 | 9 |  |  | 92 | 31 | 0.0187 | 0.15 | 0.6612 | 0 | 0 | 0
| 1200 | 3 | 9 |  |  | 92 | 31 | 0.0187 | 0.15 | 0.6612 | 0 | 0 | 0
| 1201 | 3 | 9 |  |  | 92 | 31 | 0.0187 | 0.15 | 0.6612 | 0 | 0 | 0
| 1202 | 3 | 9 |  |  | 92 | 31 | 0.0187 | 0.15 | 0.6612 | 0 | 0 | 0
| 1203 | 3 | 9 |  |  | 92 | 31 | 0.0187 | 0.15 | 0.6612 | 0 | 0 | 0
| 1204 | 3 | 9 |  |  | 92 | 31 | 0.0187 | 0.15 | 0.6612 | 0 | 0 | 0
| 1205 | 3 | 9 |  |  | 92 | 31 | 0.0187 | 0.15 | 0.6612 | 0 | 0 | 0
| 1206 | 3 | 9 |  |  | 92 | 31 | 0.0187 | 0.15 | 0.6612 | 0 | 0 | 0
| 1207 | 3 | 9 |  |  | 92 | 31 | 0.0187 | 0.15 | 0.6612 | 0 | 0 | 0
| 1208 | 10 | 9 |  |  | 340 | 125 | 0.0187 | 0.15 | 0.6612 | 0 | 0 | 0
| 1209 | 10 | 9 |  |  | 340 | 125 | 0.0187 | 0.15 | 0.6612 | 0 | 0 | 0
| 1210 | 10 | 9 |  |  | 340 | 125 | 0.0187 | 0.15 | 0.6612 | 0 | 0 | 0
| 1211 | 6 | 10 |  |  | 192 | 64 | 0.0187 | 0.15 | 0.6612 | 0 | 0 | 0
| 1212 | 6 | 10 |  |  | 192 | 64 | 0.0187 | 0.15 | 0.6612 | 0 | 0 | 0
| 1213 | 6 | 10 |  |  | 192 | 64 | 0.0187 | 0.15 | 0.6612 | 0 | 0 | 0
| 1214 | 6 | 10 |  |  | 192 | 64 | 0.0187 | 0.15 | 0.6612 | 0 | 0 | 0
| 1215 | 6 | 10 |  |  | 192 | 64 | 0.0187 | 0.15 | 0.6612 | 0 | 0 | 0
| 1216 | 6 | 10 |  |  | 192 | 64 | 0.0187 | 0.15 | 0.6612 | 0 | 0 | 0
| 1217 | 6 | 10 |  |  | 192 | 64 | 0.0187 | 0.15 | 0.6612 | 0 | 0 | 0
| 1218 | 6 | 10 |  |  | 192 | 64 | 0.0187 | 0.15 | 0.6612 | 0 | 0 | 0
| 1219 | 6 | 10 |  |  | 192 | 64 | 0.0187 | 0.15 | 0.6612 | 0 | 0 | 0
| 1220 | 6 | 10 |  |  | 192 | 64 | 0.0187 | 0.15 | 0.6612 | 0 | 0 | 0
| 1221 | 6 | 10 |  |  | 192 | 64 | 0.0187 | 0.15 | 0.6612 | 0 | 0 | 0
| 1222 | 6 | 10 |  |  | 192 | 64 | 0.0187 | 0.15 | 0.6612 | 0 | 0 | 0
| 1223 | 6 | 10 |  |  | 192 | 64 | 0.0187 | 0.15 | 0.6612 | 0 | 0 | 0
| 1224 | 6 | 10 |  |  | 192 | 64 | 0.0187 | 0.15 | 0.6612 | 0 | 0 | 0
| 1225 | 6 | 10 |  |  | 192 | 64 | 0.0187 | 0.15 | 0.6612 | 0 | 0 | 0
| 1226 | 6 | 10 |  |  | 192 | 64 | 0.0187 | 0.15 | 0.6612 | 0 | 0 | 0
| 1227 | 6 | 10 |  |  | 192 | 64 | 0.0187 | 0.15 | 0.6612 | 0 | 0 | 0
| 1228 | 6 | 10 |  |  | 192 | 64 | 0.0187 | 0.15 | 0.6612 | 0 | 0 | 0
| 1229 | 6 | 10 |  |  | 192 | 64 | 0.0187 | 0.15 | 0.6612 | 0 | 0 | 0
| 1230 | 6 | 10 |  |  | 192 | 64 | 0.0187 | 0.15 | 0.6612 | 0 | 0 | 0
| 1231 | 6 | 10 |  |  | 192 | 64 | 0.0187 | 0.15 | 0.6612 | 0 | 0 | 0
| 1232 | 6 | 10 |  |  | 192 | 64 | 0.0187 | 0.15 | 0.6612 | 0 | 0 | 0
| 1233 | 6 | 10 |  |  | 192 | 64 | 0.0187 | 0.15 | 0.6612 | 0 | 0 | 0
| 1234 | 6 | 10 |  |  | 192 | 64 | 0.0187 | 0.15 | 0.6612 | 0 | 0 | 0
| 1235 | 6 | 10 |  |  | 192 | 64 | 0.0187 | 0.15 | 0.6612 | 0 | 0 | 0
| 1236 | 6 | 10 |  |  | 192 | 64 | 0.0187 | 0.15 | 0.6612 | 0 | 0 | 0
| 1237 | 6 | 10 |  |  | 192 | 64 | 0.0187 | 0.15 | 0.6612 | 0 | 0 | 0
| 1238 | 6 | 10 |  |  | 192 | 64 | 0.0187 | 0.15 | 0.6612 | 0 | 0 | 0
| 1239 | 6 | 10 |  |  | 192 | 64 | 0.0187 | 0.15 | 0.6612 | 0 | 0 | 0
| 1240 | 6 | 10 |  |  | 192 | 64 | 0.0187 | 0.15 | 0.6612 | 0 | 0 | 0
| 1241 | 6 | 10 |  |  | 192 | 64 | 0.0187 | 0.15 | 0.6612 | 0 | 0 | 0
| 1242 | 6 | 10 |  |  | 192 | 64 | 0.0187 | 0.15 | 0.6612 | 0 | 0 | 0
| 1243 | 6 | 10 |  |  | 192 | 64 | 0.0187 | 0.15 | 0.6612 | 0 | 0 | 0
| 1244 | 6 | 10 |  |  | 192 | 64 | 0.0187 | 0.15 | 0.6612 | 0 | 0 | 0
| 1245 | 6 | 10 |  |  | 192 | 64 | 0.0187 | 0.15 | 0.6612 | 0 | 0 | 0
| 1246 | 6 | 10 |  |  | 192 | 64 | 0.0187 | 0.15 | 0.6612 | 0 | 0 | 0
| 1247 | 6 | 10 |  |  | 192 | 64 | 0.0187 | 0.15 | 0.6612 | 0 | 0 | 0
| 1248 | 6 | 10 |  |  | 192 | 64 | 0.0187 | 0.15 | 0.6612 | 0 | 0 | 0
| 1249 | 6 | 10 |  |  | 192 | 64 | 0.0187 | 0.15 | 0.6612 | 0 | 0 | 0
| 1250 | 6 | 10 |  |  | 192 | 64 | 0.0187 | 0.15 | 0.6612 | 0 | 0 | 0
| 1251 | 6 | 10 |  |  | 192 | 64 | 0.0187 | 0.15 | 0.6612 | 0 | 0 | 0
| 1252 | 6 | 10 |  |  | 192 | 64 | 0.0187 | 0.15 | 0.6612 | 0 | 0 | 0
| 1253 | 6 | 10 |  |  | 192 | 64 | 0.0187 | 0.15 | 0.6612 | 0 | 0 | 0
| 1254 | 6 | 10 |  |  | 192 | 64 | 0.0187 | 0.15 | 0.6612 | 0 | 0 | 0
| 1255 | 6 | 10 |  |  | 192 | 64 | 0.0187 | 0.15 | 0.6612 | 0 | 0 | 0
| 1256 | 6 | 10 |  |  | 192 | 64 | 0.0187 | 0.15 | 0.6612 | 0 | 0 | 0
| 1257 | 6 | 10 |  |  | 192 | 64 | 0.0187 | 0.15 | 0.6612 | 0 | 0 | 0
| 1258 | 6 | 10 |  |  | 192 | 64 | 0.0187 | 0.15 | 0.6612 | 0 | 0 | 0
| 1259 | 6 | 10 |  |  | 192 | 64 | 0.0187 | 0.15 | 0.6612 | 0 | 0 | 0
| 1260 | 6 | 10 |  |  | 192 | 64 | 0.0187 | 0.15 | 0.6612 | 0 | 0 | 0
| 1261 | 6 | 10 |  |  | 192 | 64 | 0.0187 | 0.15 | 0.6612 | 0 | 0 | 0
| 1262 | 6 | 10 |  |  | 192 | 64 | 0.0187 | 0.15 | 0.6612 | 0 | 0 | 0
| 1263 | 6 | 10 |  |  | 192 | 64 | 0.0187 | 0.15 | 0.6612 | 0 | 0 | 0
| 1264 | 6 | 10 |  |  | 192 | 64 | 0.0187 | 0.15 | 0.6612 | 0 | 0 | 0
| 1265 | 6 | 10 |  |  | 192 | 64 | 0.0187 | 0.15 | 0.6612 | 0 | 0 | 0
| 1266 | 6 | 10 |  |  | 192 | 64 | 0.0187 | 0.15 | 0.6612 | 0 | 0 | 0
| 1267 | 6 | 10 |  |  | 192 | 64 | 0.0187 | 0.15 | 0.6612 | 0 | 0 | 0
| 1268 | 6 | 10 |  |  | 192 | 64 | 0.0187 | 0.15 | 0.6612 | 0 | 0 | 0
| 1269 | 6 | 10 |  |  | 192 | 64 | 0.0187 | 0.15 | 0.6612 | 0 | 0 | 0
| 1270 | 6 | 10 |  |  | 192 | 64 | 0.0187 | 0.15 | 0.6612 | 0 | 0 | 0
| 1271 | 6 | 10 |  |  | 192 | 64 | 0.0187 | 0.15 | 0.6612 | 0 | 0 | 0
| 1272 | 6 | 10 |  |  | 192 | 64 | 0.0187 | 0.15 | 0.6612 | 0 | 0 | 0
| 1273 | 6 | 10 |  |  | 192 | 64 | 0.0187 | 0.15 | 0.6612 | 0 | 0 | 0
| 1274 | 6 | 10 |  |  | 192 | 64 | 0.0187 | 0.15 | 0.6612 | 0 | 0 | 0
| 1275 | 6 | 10 |  |  | 192 | 64 | 0.0187 | 0.15 | 0.6612 | 0 | 0 | 0
| 1276 | 6 | 10 |  |  | 192 | 64 | 0.0187 | 0.15 | 0.6612 | 0 | 0 | 0
| 1277 | 6 | 10 |  |  | 192 | 64 | 0.0187 | 0.15 | 0.6612 | 0 | 0 | 0
| 1278 | 6 | 10 |  |  | 192 | 64 | 0.0187 | 0.15 | 0.6612 | 0 | 0 | 0
| 1279 | 6 | 10 |  |  | 192 | 64 | 0.0187 | 0.15 | 0.6612 | 0 | 0 | 0
| 1280 | 6 | 10 |  |  | 192 | 64 | 0.0187 | 0.15 | 0.6612 | 0 | 0 | 0
| 1281 | 6 | 10 |  |  | 192 | 64 | 0.0187 | 0.15 | 0.6612 | 0 | 0 | 0
| 1282 | 6 | 10 |  |  | 192 | 64 | 0.0187 | 0.15 | 0.6612 | 0 | 0 | 0
| 1283 | 2 | 10 |  |  | 67 | 22 | 0.0187 | 0.15 | 0.6612 | 0 | 0 | 0
| 1284 | 2 | 10 |  |  | 67 | 22 | 0.0187 | 0.15 | 0.6612 | 0 | 0 | 0
| 1285 | 2 | 10 |  |  | 67 | 22 | 0.0187 | 0.15 | 0.6612 | 0 | 0 | 0
| 1286 | 2 | 10 |  |  | 67 | 22 | 0.0187 | 0.15 | 0.6612 | 0 | 0 | 0
| 1287 | 3 | 10 |  |  | 92 | 31 | 0.0187 | 0.15 | 0.6612 | 0 | 0 | 0
| 1288 | 3 | 10 |  |  | 92 | 31 | 0.0187 | 0.15 | 0.6612 | 0 | 0 | 0
| 1289 | 3 | 10 |  |  | 92 | 31 | 0.0187 | 0.15 | 0.6612 | 0 | 0 | 0
| 1290 | 3 | 10 |  |  | 92 | 31 | 0.0187 | 0.15 | 0.6612 | 0 | 0 | 0
| 1291 | 3 | 10 |  |  | 92 | 31 | 0.0187 | 0.15 | 0.6612 | 0 | 0 | 0
| 1292 | 3 | 10 |  |  | 92 | 31 | 0.0187 | 0.15 | 0.6612 | 0 | 0 | 0
| 1293 | 3 | 10 |  |  | 92 | 31 | 0.0187 | 0.15 | 0.6612 | 0 | 0 | 0
| 1294 | 3 | 10 |  |  | 92 | 31 | 0.0187 | 0.15 | 0.6612 | 0 | 0 | 0
| 1295 | 3 | 10 |  |  | 92 | 31 | 0.0187 | 0.15 | 0.6612 | 0 | 0 | 0
| 1296 | 3 | 10 |  |  | 92 | 31 | 0.0187 | 0.15 | 0.6612 | 0 | 0 | 0
| 1297 | 3 | 10 |  |  | 92 | 31 | 0.0187 | 0.15 | 0.6612 | 0 | 0 | 0
| 1298 | 3 | 10 |  |  | 92 | 31 | 0.0187 | 0.15 | 0.6612 | 0 | 0 | 0
| 1299 | 3 | 10 |  |  | 92 | 31 | 0.0187 | 0.15 | 0.6612 | 0 | 0 | 0
| 1300 | 3 | 10 |  |  | 92 | 31 | 0.0187 | 0.15 | 0.6612 | 0 | 0 | 0
| 1301 | 3 | 10 |  |  | 92 | 31 | 0.0187 | 0.15 | 0.6612 | 0 | 0 | 0
| 1302 | 3 | 10 |  |  | 92 | 31 | 0.0187 | 0.15 | 0.6612 | 0 | 0 | 0
| 1303 | 3 | 10 |  |  | 92 | 31 | 0.0187 | 0.15 | 0.6612 | 0 | 0 | 0
| 1304 | 3 | 10 |  |  | 92 | 31 | 0.0187 | 0.15 | 0.6612 | 0 | 0 | 0
| 1305 | 3 | 10 |  |  | 92 | 31 | 0.0187 | 0.15 | 0.6612 | 0 | 0 | 0
| 1306 | 3 | 10 |  |  | 92 | 31 | 0.0187 | 0.15 | 0.6612 | 0 | 0 | 0
| 1307 | 3 | 10 |  |  | 92 | 31 | 0.0187 | 0.15 | 0.6612 | 0 | 0 | 0
| 1308 | 3 | 10 |  |  | 92 | 31 | 0.0187 | 0.15 | 0.6612 | 0 | 0 | 0
| 1309 | 3 | 10 |  |  | 92 | 31 | 0.0187 | 0.15 | 0.6612 | 0 | 0 | 0
| 1310 | 3 | 10 |  |  | 92 | 31 | 0.0187 | 0.15 | 0.6612 | 0 | 0 | 0
| 1311 | 3 | 10 |  |  | 92 | 31 | 0.0187 | 0.15 | 0.6612 | 0 | 0 | 0
| 1312 | 3 | 10 |  |  | 92 | 31 | 0.0187 | 0.15 | 0.6612 | 0 | 0 | 0
| 1313 | 3 | 10 |  |  | 92 | 31 | 0.0187 | 0.15 | 0.6612 | 0 | 0 | 0
| 1314 | 3 | 10 |  |  | 92 | 31 | 0.0187 | 0.15 | 0.6612 | 0 | 0 | 0
| 1315 | 3 | 10 |  |  | 92 | 31 | 0.0187 | 0.15 | 0.6612 | 0 | 0 | 0
| 1316 | 3 | 10 |  |  | 92 | 31 | 0.0187 | 0.15 | 0.6612 | 0 | 0 | 0
| 1317 | 3 | 10 |  |  | 92 | 31 | 0.0187 | 0.15 | 0.6612 | 0 | 0 | 0
| 1318 | 3 | 10 |  |  | 92 | 31 | 0.0187 | 0.15 | 0.6612 | 0 | 0 | 0
| 1319 | 3 | 10 |  |  | 92 | 31 | 0.0187 | 0.15 | 0.6612 | 0 | 0 | 0
| 1320 | 3 | 10 |  |  | 92 | 31 | 0.0187 | 0.15 | 0.6612 | 0 | 0 | 0
| 1321 | 3 | 10 |  |  | 92 | 31 | 0.0187 | 0.15 | 0.6612 | 0 | 0 | 0
| 1322 | 3 | 10 |  |  | 92 | 31 | 0.0187 | 0.15 | 0.6612 | 0 | 0 | 0
| 1323 | 3 | 10 |  |  | 92 | 31 | 0.0187 | 0.15 | 0.6612 | 0 | 0 | 0
| 1324 | 3 | 10 |  |  | 92 | 31 | 0.0187 | 0.15 | 0.6612 | 0 | 0 | 0
| 1325 | 3 | 10 |  |  | 92 | 31 | 0.0187 | 0.15 | 0.6612 | 0 | 0 | 0
| 1326 | 3 | 10 |  |  | 92 | 31 | 0.0187 | 0.15 | 0.6612 | 0 | 0 | 0
| 1327 | 3 | 10 |  |  | 92 | 31 | 0.0187 | 0.15 | 0.6612 | 0 | 0 | 0
| 1328 | 3 | 10 |  |  | 92 | 31 | 0.0187 | 0.15 | 0.6612 | 0 | 0 | 0
| 1329 | 3 | 10 |  |  | 92 | 31 | 0.0187 | 0.15 | 0.6612 | 0 | 0 | 0
| 1330 | 3 | 10 |  |  | 92 | 31 | 0.0187 | 0.15 | 0.6612 | 0 | 0 | 0
| 1331 | 3 | 10 |  |  | 92 | 31 | 0.0187 | 0.15 | 0.6612 | 0 | 0 | 0
| 1332 | 3 | 10 |  |  | 92 | 31 | 0.0187 | 0.15 | 0.6612 | 0 | 0 | 0
| 1333 | 3 | 10 |  |  | 92 | 31 | 0.0187 | 0.15 | 0.6612 | 0 | 0 | 0
| 1334 | 3 | 10 |  |  | 92 | 31 | 0.0187 | 0.15 | 0.6612 | 0 | 0 | 0
| 1335 | 3 | 10 |  |  | 92 | 31 | 0.0187 | 0.15 | 0.6612 | 0 | 0 | 0
| 1336 | 3 | 10 |  |  | 92 | 31 | 0.0187 | 0.15 | 0.6612 | 0 | 0 | 0
| 1337 | 3 | 10 |  |  | 92 | 31 | 0.0187 | 0.15 | 0.6612 | 0 | 0 | 0
| 1338 | 3 | 10 |  |  | 92 | 31 | 0.0187 | 0.15 | 0.6612 | 0 | 0 | 0
| 1339 | 3 | 10 |  |  | 92 | 31 | 0.0187 | 0.15 | 0.6612 | 0 | 0 | 0
| 1340 | 3 | 10 |  |  | 92 | 31 | 0.0187 | 0.15 | 0.6612 | 0 | 0 | 0
| 1341 | 3 | 10 |  |  | 92 | 31 | 0.0187 | 0.15 | 0.6612 | 0 | 0 | 0
| 1342 | 3 | 10 |  |  | 92 | 31 | 0.0187 | 0.15 | 0.6612 | 0 | 0 | 0
| 1343 | 3 | 10 |  |  | 92 | 31 | 0.0187 | 0.15 | 0.6612 | 0 | 0 | 0
| 1344 | 3 | 10 |  |  | 92 | 31 | 0.0187 | 0.15 | 0.6612 | 0 | 0 | 0
| 1345 | 3 | 10 |  |  | 92 | 31 | 0.0187 | 0.15 | 0.6612 | 0 | 0 | 0
| 1346 | 3 | 10 |  |  | 92 | 31 | 0.0187 | 0.15 | 0.6612 | 0 | 0 | 0
| 1347 | 3 | 10 |  |  | 92 | 31 | 0.0187 | 0.15 | 0.6612 | 0 | 0 | 0
| 1348 | 3 | 10 |  |  | 92 | 31 | 0.0187 | 0.15 | 0.6612 | 0 | 0 | 0
| 1349 | 3 | 10 |  |  | 92 | 31 | 0.0187 | 0.15 | 0.6612 | 0 | 0 | 0
| 1350 | 3 | 10 |  |  | 92 | 31 | 0.0187 | 0.15 | 0.6612 | 0 | 0 | 0
| 1351 | 3 | 10 |  |  | 92 | 31 | 0.0187 | 0.15 | 0.6612 | 0 | 0 | 0
| 1352 | 3 | 10 |  |  | 92 | 31 | 0.0187 | 0.15 | 0.6612 | 0 | 0 | 0
| 1353 | 3 | 10 |  |  | 92 | 31 | 0.0187 | 0.15 | 0.6612 | 0 | 0 | 0
| 1354 | 3 | 10 |  |  | 92 | 31 | 0.0187 | 0.15 | 0.6612 | 0 | 0 | 0
| 1355 | 3 | 10 |  |  | 92 | 31 | 0.0187 | 0.15 | 0.6612 | 0 | 0 | 0
| 1356 | 3 | 10 |  |  | 92 | 31 | 0.0187 | 0.15 | 0.6612 | 0 | 0 | 0
| 1357 | 3 | 10 |  |  | 92 | 31 | 0.0187 | 0.15 | 0.6612 | 0 | 0 | 0
| 1358 | 3 | 10 |  |  | 92 | 31 | 0.0187 | 0.15 | 0.6612 | 0 | 0 | 0
| 1359 | 3 | 10 |  |  | 92 | 31 | 0.0187 | 0.15 | 0.6612 | 0 | 0 | 0
| 1360 | 3 | 10 |  |  | 92 | 31 | 0.0187 | 0.15 | 0.6612 | 0 | 0 | 0
| 1361 | 3 | 10 |  |  | 92 | 31 | 0.0187 | 0.15 | 0.6612 | 0 | 0 | 0
| 1362 | 3 | 10 |  |  | 92 | 31 | 0.0187 | 0.15 | 0.6612 | 0 | 0 | 0
| 1363 | 3 | 10 |  |  | 92 | 31 | 0.0187 | 0.15 | 0.6612 | 0 | 0 | 0
| 1364 | 3 | 10 |  |  | 92 | 31 | 0.0187 | 0.15 | 0.6612 | 0 | 0 | 0
| 1365 | 3 | 10 |  |  | 92 | 31 | 0.0187 | 0.15 | 0.6612 | 0 | 0 | 0
| 1366 | 3 | 10 |  |  | 92 | 31 | 0.0187 | 0.15 | 0.6612 | 0 | 0 | 0
| 1367 | 3 | 10 |  |  | 92 | 31 | 0.0187 | 0.15 | 0.6612 | 0 | 0 | 0
| 1368 | 3 | 10 |  |  | 92 | 31 | 0.0187 | 0.15 | 0.6612 | 0 | 0 | 0
| 1369 | 3 | 10 |  |  | 92 | 31 | 0.0187 | 0.15 | 0.6612 | 0 | 0 | 0
| 1370 | 3 | 10 |  |  | 92 | 31 | 0.0187 | 0.15 | 0.6612 | 0 | 0 | 0
| 1371 | 3 | 10 |  |  | 92 | 31 | 0.0187 | 0.15 | 0.6612 | 0 | 0 | 0
| 1372 | 3 | 10 |  |  | 92 | 31 | 0.0187 | 0.15 | 0.6612 | 0 | 0 | 0
| 1373 | 3 | 10 |  |  | 92 | 31 | 0.0187 | 0.15 | 0.6612 | 0 | 0 | 0
| 1374 | 3 | 10 |  |  | 92 | 31 | 0.0187 | 0.15 | 0.6612 | 0 | 0 | 0
| 1375 | 3 | 10 |  |  | 92 | 31 | 0.0187 | 0.15 | 0.6612 | 0 | 0 | 0
| 1376 | 3 | 10 |  |  | 92 | 31 | 0.0187 | 0.15 | 0.6612 | 0 | 0 | 0
| 1377 | 3 | 10 |  |  | 92 | 31 | 0.0187 | 0.15 | 0.6612 | 0 | 0 | 0
| 1378 | 3 | 10 |  |  | 92 | 31 | 0.0187 | 0.15 | 0.6612 | 0 | 0 | 0
| 1379 | 3 | 10 |  |  | 92 | 31 | 0.0187 | 0.15 | 0.6612 | 0 | 0 | 0
| 1380 | 3 | 10 |  |  | 92 | 31 | 0.0187 | 0.15 | 0.6612 | 0 | 0 | 0
| 1381 | 3 | 10 |  |  | 92 | 31 | 0.0187 | 0.15 | 0.6612 | 0 | 0 | 0
| 1382 | 3 | 10 |  |  | 92 | 31 | 0.0187 | 0.15 | 0.6612 | 0 | 0 | 0
| 1383 | 3 | 10 |  |  | 92 | 31 | 0.0187 | 0.15 | 0.6612 | 0 | 0 | 0
| 1384 | 3 | 10 |  |  | 92 | 31 | 0.0187 | 0.15 | 0.6612 | 0 | 0 | 0
| 1385 | 3 | 10 |  |  | 92 | 31 | 0.0187 | 0.15 | 0.6612 | 0 | 0 | 0
| 1386 | 3 | 10 |  |  | 92 | 31 | 0.0187 | 0.15 | 0.6612 | 0 | 0 | 0
| 1387 | 3 | 10 |  |  | 92 | 31 | 0.0187 | 0.15 | 0.6612 | 0 | 0 | 0
| 1388 | 3 | 10 |  |  | 92 | 31 | 0.0187 | 0.15 | 0.6612 | 0 | 0 | 0
| 1389 | 3 | 10 |  |  | 92 | 31 | 0.0187 | 0.15 | 0.6612 | 0 | 0 | 0
| 1390 | 3 | 10 |  |  | 92 | 31 | 0.0187 | 0.15 | 0.6612 | 0 | 0 | 0
| 1391 | 3 | 10 |  |  | 92 | 31 | 0.0187 | 0.15 | 0.6612 | 0 | 0 | 0
| 1392 | 3 | 10 |  |  | 92 | 31 | 0.0187 | 0.15 | 0.6612 | 0 | 0 | 0
| 1393 | 3 | 10 |  |  | 92 | 31 | 0.0187 | 0.15 | 0.6612 | 0 | 0 | 0
| 1394 | 3 | 10 |  |  | 92 | 31 | 0.0187 | 0.15 | 0.6612 | 0 | 0 | 0
| 1395 | 3 | 10 |  |  | 92 | 31 | 0.0187 | 0.15 | 0.6612 | 0 | 0 | 0
| 1396 | 3 | 10 |  |  | 92 | 31 | 0.0187 | 0.15 | 0.6612 | 0 | 0 | 0
| 1397 | 3 | 10 |  |  | 92 | 31 | 0.0187 | 0.15 | 0.6612 | 0 | 0 | 0
| 1398 | 3 | 10 |  |  | 92 | 31 | 0.0187 | 0.15 | 0.6612 | 0 | 0 | 0
| 1399 | 3 | 10 |  |  | 92 | 31 | 0.0187 | 0.15 | 0.6612 | 0 | 0 | 0
| 1400 | 3 | 10 |  |  | 92 | 31 | 0.0187 | 0.15 | 0.6612 | 0 | 0 | 0
| 1401 | 3 | 10 |  |  | 92 | 31 | 0.0187 | 0.15 | 0.6612 | 0 | 0 | 0
| 1402 | 3 | 10 |  |  | 92 | 31 | 0.0187 | 0.15 | 0.6612 | 0 | 0 | 0
| 1403 | 3 | 10 |  |  | 92 | 31 | 0.0187 | 0.15 | 0.6612 | 0 | 0 | 0
| 1404 | 3 | 10 |  |  | 92 | 31 | 0.0187 | 0.15 | 0.6612 | 0 | 0 | 0
| 1405 | 3 | 10 |  |  | 92 | 31 | 0.0187 | 0.15 | 0.6612 | 0 | 0 | 0
| 1406 | 3 | 10 |  |  | 92 | 31 | 0.0187 | 0.15 | 0.6612 | 0 | 0 | 0
| 1407 | 3 | 10 |  |  | 92 | 31 | 0.0187 | 0.15 | 0.6612 | 0 | 0 | 0
| 1408 | 3 | 10 |  |  | 92 | 31 | 0.0187 | 0.15 | 0.6612 | 0 | 0 | 0
| 1409 | 3 | 10 |  |  | 92 | 31 | 0.0187 | 0.15 | 0.6612 | 0 | 0 | 0
| 1410 | 3 | 10 |  |  | 92 | 31 | 0.0187 | 0.15 | 0.6612 | 0 | 0 | 0
| 1411 | 3 | 10 |  |  | 92 | 31 | 0.0187 | 0.15 | 0.6612 | 0 | 0 | 0
| 1412 | 3 | 10 |  |  | 92 | 31 | 0.0187 | 0.15 | 0.6612 | 0 | 0 | 0
| 1413 | 4 | 10 |  |  | 108 | 36 | 0.0187 | 0.15 | 0.6612 | 0 | 0 | 0
| 1414 | 4 | 10 |  |  | 108 | 36 | 0.0187 | 0.15 | 0.6612 | 0 | 0 | 0
| 1415 | 4 | 10 |  |  | 108 | 36 | 0.0187 | 0.15 | 0.6612 | 0 | 0 | 0
| 1416 | 4 | 10 |  |  | 108 | 36 | 0.0187 | 0.15 | 0.6612 | 0 | 0 | 0
| 1417 | 4 | 10 |  |  | 108 | 36 | 0.0187 | 0.15 | 0.6612 | 0 | 0 | 0
| 1418 | 4 | 10 |  |  | 108 | 36 | 0.0187 | 0.15 | 0.6612 | 0 | 0 | 0
| 1419 | 4 | 10 |  |  | 108 | 36 | 0.0187 | 0.15 | 0.6612 | 0 | 0 | 0
| 1420 | 4 | 10 |  |  | 108 | 36 | 0.0187 | 0.15 | 0.6612 | 0 | 0 | 0
| 1421 | 4 | 10 |  |  | 108 | 36 | 0.0187 | 0.15 | 0.6612 | 0 | 0 | 0
| 1422 | 4 | 10 |  |  | 108 | 36 | 0.0187 | 0.15 | 0.6612 | 0 | 0 | 0
| 1423 | 4 | 10 |  |  | 108 | 36 | 0.0187 | 0.15 | 0.6612 | 0 | 0 | 0
| 1424 | 4 | 10 |  |  | 108 | 36 | 0.0187 | 0.15 | 0.6612 | 0 | 0 | 0
| 1425 | 4 | 10 |  |  | 108 | 36 | 0.0187 | 0.15 | 0.6612 | 0 | 0 | 0
| 1426 | 4 | 10 |  |  | 108 | 36 | 0.0187 | 0.15 | 0.6612 | 0 | 0 | 0
| 1427 | 4 | 10 |  |  | 108 | 36 | 0.0187 | 0.15 | 0.6612 | 0 | 0 | 0
| 1428 | 4 | 10 |  |  | 108 | 36 | 0.0187 | 0.15 | 0.6612 | 0 | 0 | 0
| 1429 | 4 | 10 |  |  | 108 | 36 | 0.0187 | 0.15 | 0.6612 | 0 | 0 | 0
| 1430 | 4 | 10 |  |  | 108 | 36 | 0.0187 | 0.15 | 0.6612 | 0 | 0 | 0
| 1431 | 4 | 10 |  |  | 108 | 36 | 0.0187 | 0.15 | 0.6612 | 0 | 0 | 0
| 1432 | 4 | 10 |  |  | 108 | 36 | 0.0187 | 0.15 | 0.6612 | 0 | 0 | 0
| 1433 | 4 | 10 |  |  | 108 | 36 | 0.0187 | 0.15 | 0.6612 | 0 | 0 | 0
| 1434 | 4 | 10 |  |  | 108 | 36 | 0.0187 | 0.15 | 0.6612 | 0 | 0 | 0
| 1435 | 4 | 10 |  |  | 108 | 36 | 0.0187 | 0.15 | 0.6612 | 0 | 0 | 0
| 1436 | 4 | 10 |  |  | 108 | 36 | 0.0187 | 0.15 | 0.6612 | 0 | 0 | 0
| 1437 | 4 | 10 |  |  | 108 | 36 | 0.0187 | 0.15 | 0.6612 | 0 | 0 | 0
| 1438 | 4 | 10 |  |  | 108 | 36 | 0.0187 | 0.15 | 0.6612 | 0 | 0 | 0
| 1439 | 4 | 10 |  |  | 108 | 36 | 0.0187 | 0.15 | 0.6612 | 0 | 0 | 0
| 1440 | 4 | 10 |  |  | 108 | 36 | 0.0187 | 0.15 | 0.6612 | 0 | 0 | 0
| 1441 | 4 | 10 |  |  | 108 | 36 | 0.0187 | 0.15 | 0.6612 | 0 | 0 | 0
| 1442 | 4 | 10 |  |  | 108 | 36 | 0.0187 | 0.15 | 0.6612 | 0 | 0 | 0
| 1443 | 4 | 10 |  |  | 108 | 36 | 0.0187 | 0.15 | 0.6612 | 0 | 0 | 0
| 1444 | 4 | 10 |  |  | 108 | 36 | 0.0187 | 0.15 | 0.6612 | 0 | 0 | 0
| 1445 | 4 | 10 |  |  | 108 | 36 | 0.0187 | 0.15 | 0.6612 | 0 | 0 | 0
| 1446 | 4 | 10 |  |  | 108 | 36 | 0.0187 | 0.15 | 0.6612 | 0 | 0 | 0
| 1447 | 4 | 10 |  |  | 108 | 36 | 0.0187 | 0.15 | 0.6612 | 0 | 0 | 0
| 1448 | 4 | 10 |  |  | 108 | 36 | 0.0187 | 0.15 | 0.6612 | 0 | 0 | 0
| 1449 | 4 | 10 |  |  | 108 | 36 | 0.0187 | 0.15 | 0.6612 | 0 | 0 | 0
| 1450 | 4 | 10 |  |  | 108 | 36 | 0.0187 | 0.15 | 0.6612 | 0 | 0 | 0
| 1451 | 4 | 10 |  |  | 108 | 36 | 0.0187 | 0.15 | 0.6612 | 0 | 0 | 0
| 1452 | 4 | 10 |  |  | 108 | 36 | 0.0187 | 0.15 | 0.6612 | 0 | 0 | 0
| 1453 | 4 | 10 |  |  | 108 | 36 | 0.0187 | 0.15 | 0.6612 | 0 | 0 | 0
| 1454 | 4 | 10 |  |  | 108 | 36 | 0.0187 | 0.15 | 0.6612 | 0 | 0 | 0
| 1455 | 4 | 10 |  |  | 108 | 36 | 0.0187 | 0.15 | 0.6612 | 0 | 0 | 0
| 1456 | 4 | 10 |  |  | 108 | 36 | 0.0187 | 0.15 | 0.6612 | 0 | 0 | 0
| 1457 | 4 | 10 |  |  | 108 | 36 | 0.0187 | 0.15 | 0.6612 | 0 | 0 | 0
| 1458 | 4 | 10 |  |  | 108 | 36 | 0.0187 | 0.15 | 0.6612 | 0 | 0 | 0
| 1459 | 4 | 10 |  |  | 108 | 36 | 0.0187 | 0.15 | 0.6612 | 0 | 0 | 0
| 1460 | 4 | 10 |  |  | 108 | 36 | 0.0187 | 0.15 | 0.6612 | 0 | 0 | 0
| 1461 | 4 | 10 |  |  | 108 | 36 | 0.0187 | 0.15 | 0.6612 | 0 | 0 | 0
| 1462 | 4 | 10 |  |  | 108 | 36 | 0.0187 | 0.15 | 0.6612 | 0 | 0 | 0
| 1463 | 4 | 10 |  |  | 108 | 36 | 0.0187 | 0.15 | 0.6612 | 0 | 0 | 0
| 1464 | 4 | 10 |  |  | 108 | 36 | 0.0187 | 0.15 | 0.6612 | 0 | 0 | 0
| 1465 | 4 | 10 |  |  | 108 | 36 | 0.0187 | 0.15 | 0.6612 | 0 | 0 | 0
| 1466 | 4 | 10 |  |  | 108 | 36 | 0.0187 | 0.15 | 0.6612 | 0 | 0 | 0
| 1467 | 4 | 10 |  |  | 108 | 36 | 0.0187 | 0.15 | 0.6612 | 0 | 0 | 0
| 1468 | 4 | 10 |  |  | 108 | 36 | 0.0187 | 0.15 | 0.6612 | 0 | 0 | 0
| 1469 | 4 | 10 |  |  | 108 | 36 | 0.0187 | 0.15 | 0.6612 | 0 | 0 | 0
| 1470 | 4 | 10 |  |  | 108 | 36 | 0.0187 | 0.15 | 0.6612 | 0 | 0 | 0
| 1471 | 4 | 10 |  |  | 108 | 36 | 0.0187 | 0.15 | 0.6612 | 0 | 0 | 0
| 1472 | 4 | 10 |  |  | 108 | 36 | 0.0187 | 0.15 | 0.6612 | 0 | 0 | 0
| 1473 | 4 | 10 |  |  | 108 | 36 | 0.0187 | 0.15 | 0.6612 | 0 | 0 | 0
| 1474 | 4 | 10 |  |  | 108 | 36 | 0.0187 | 0.15 | 0.6612 | 0 | 0 | 0
| 1475 | 4 | 10 |  |  | 108 | 36 | 0.0187 | 0.15 | 0.6612 | 0 | 0 | 0
| 1476 | 4 | 10 |  |  | 108 | 36 | 0.0187 | 0.15 | 0.6612 | 0 | 0 | 0
| 1477 | 4 | 10 |  |  | 108 | 36 | 0.0187 | 0.15 | 0.6612 | 0 | 0 | 0
| 1478 | 4 | 10 |  |  | 108 | 36 | 0.0187 | 0.15 | 0.6612 | 0 | 0 | 0
| 1479 | 4 | 10 |  |  | 108 | 36 | 0.0187 | 0.15 | 0.6612 | 0 | 0 | 0
| 1480 | 4 | 10 |  |  | 108 | 36 | 0.0187 | 0.15 | 0.6612 | 0 | 0 | 0
| 1481 | 4 | 10 |  |  | 108 | 36 | 0.0187 | 0.15 | 0.6612 | 0 | 0 | 0
| 1482 | 4 | 10 |  |  | 108 | 36 | 0.0187 | 0.15 | 0.6612 | 0 | 0 | 0
| 1483 | 4 | 10 |  |  | 108 | 36 | 0.0187 | 0.15 | 0.6612 | 0 | 0 | 0
| 1484 | 4 | 10 |  |  | 108 | 36 | 0.0187 | 0.15 | 0.6612 | 0 | 0 | 0
| 1485 | 4 | 10 |  |  | 108 | 36 | 0.0187 | 0.15 | 0.6612 | 0 | 0 | 0
| 1486 | 4 | 10 |  |  | 108 | 36 | 0.0187 | 0.15 | 0.6612 | 0 | 0 | 0
| 1487 | 4 | 10 |  |  | 108 | 36 | 0.0187 | 0.15 | 0.6612 | 0 | 0 | 0
| 1488 | 4 | 10 |  |  | 108 | 36 | 0.0187 | 0.15 | 0.6612 | 0 | 0 | 0
| 1489 | 4 | 10 |  |  | 108 | 36 | 0.0187 | 0.15 | 0.6612 | 0 | 0 | 0
| 1490 | 4 | 10 |  |  | 108 | 36 | 0.0187 | 0.15 | 0.6612 | 0 | 0 | 0
| 1491 | 4 | 10 |  |  | 108 | 36 | 0.0187 | 0.15 | 0.6612 | 0 | 0 | 0
| 1492 | 4 | 10 |  |  | 108 | 36 | 0.0187 | 0.15 | 0.6612 | 0 | 0 | 0
| 1493 | 4 | 10 |  |  | 108 | 36 | 0.0187 | 0.15 | 0.6612 | 0 | 0 | 0
| 1494 | 4 | 10 |  |  | 108 | 36 | 0.0187 | 0.15 | 0.6612 | 0 | 0 | 0
| 1495 | 4 | 10 |  |  | 108 | 36 | 0.0187 | 0.15 | 0.6612 | 0 | 0 | 0
| 1496 | 4 | 10 |  |  | 108 | 36 | 0.0187 | 0.15 | 0.6612 | 0 | 0 | 0
| 1497 | 4 | 10 |  |  | 108 | 36 | 0.0187 | 0.15 | 0.6612 | 0 | 0 | 0
| 1498 | 4 | 10 |  |  | 108 | 36 | 0.0187 | 0.15 | 0.6612 | 0 | 0 | 0
| 1499 | 4 | 10 |  |  | 108 | 36 | 0.0187 | 0.15 | 0.6612 | 0 | 0 | 0
| 1500 | 4 | 10 |  |  | 108 | 36 | 0.0187 | 0.15 | 0.6612 | 0 | 0 | 0
| 1501 | 4 | 10 |  |  | 108 | 36 | 0.0187 | 0.15 | 0.6612 | 0 | 0 | 0
| 1502 | 4 | 10 |  |  | 108 | 36 | 0.0187 | 0.15 | 0.6612 | 0 | 0 | 0
| 1503 | 4 | 10 |  |  | 108 | 36 | 0.0187 | 0.15 | 0.6612 | 0 | 0 | 0
| 1504 | 4 | 10 |  |  | 108 | 36 | 0.0187 | 0.15 | 0.6612 | 0 | 0 | 0
| 1505 | 4 | 10 |  |  | 108 | 36 | 0.0187 | 0.15 | 0.6612 | 0 | 0 | 0
| 1506 | 4 | 10 |  |  | 108 | 36 | 0.0187 | 0.15 | 0.6612 | 0 | 0 | 0
| 1507 | 4 | 10 |  |  | 108 | 36 | 0.0187 | 0.15 | 0.6612 | 0 | 0 | 0
| 1508 | 4 | 10 |  |  | 108 | 36 | 0.0187 | 0.15 | 0.6612 | 0 | 0 | 0
| 1509 | 4 | 10 |  |  | 108 | 36 | 0.0187 | 0.15 | 0.6612 | 0 | 0 | 0
| 1510 | 4 | 10 |  |  | 108 | 36 | 0.0187 | 0.15 | 0.6612 | 0 | 0 | 0
| 1511 | 4 | 10 |  |  | 108 | 36 | 0.0187 | 0.15 | 0.6612 | 0 | 0 | 0
| 1512 | 4 | 10 |  |  | 108 | 36 | 0.0187 | 0.15 | 0.6612 | 0 | 0 | 0
| 1513 | 5 | 10 |  |  | 148 | 49 | 0.0187 | 0.15 | 0.6612 | 0 | 0 | 0
| 1514 | 7 | 10 |  |  | 205 | 70 | 0.0187 | 0.15 | 0.6612 | 0 | 0 | 0
| 1515 | 8 | 10 |  |  | 280 | 95 | 0.0187 | 0.15 | 0.6612 | 0 | 0 | 0
| 1516 | 8 | 10 |  |  | 280 | 95 | 0.0187 | 0.15 | 0.6612 | 0 | 0 | 0
| 1517 | 8 | 10 |  |  | 280 | 95 | 0.0187 | 0.15 | 0.6612 | 0 | 0 | 0
| 1518 | 8 | 10 |  |  | 280 | 95 | 0.0187 | 0.15 | 0.6612 | 0 | 0 | 0
| 1519 | 10 | 10 |  |  | 340 | 125 | 0.0187 | 0.15 | 0.6612 | 0 | 0 | 0
| 1520 | 10 | 10 |  |  | 340 | 125 | 0.0187 | 0.15 | 0.6612 | 0 | 0 | 0
| 1521 | 10 | 10 |  |  | 340 | 125 | 0.0187 | 0.15 | 0.6612 | 0 | 0 | 0
| 1522 | 10 | 10 |  |  | 340 | 125 | 0.0187 | 0.15 | 0.6612 | 0 | 0 | 0
| 1523 | 10 | 10 |  |  | 340 | 125 | 0.0187 | 0.15 | 0.6612 | 0 | 0 | 0
| 1524 | 10 | 10 |  |  | 340 | 125 | 0.0187 | 0.15 | 0.6612 | 0 | 0 | 0
| 1525 | 11 | 10 |  |  | 390 | 145 | 0.0187 | 0.15 | 0.6612 | 0 | 0 | 0
| 1526 | 11 | 10 |  |  | 390 | 145 | 0.0187 | 0.15 | 0.6612 | 0 | 0 | 0
| 1527 | 11 | 10 |  |  | 390 | 145 | 0.0187 | 0.15 | 0.6612 | 0 | 0 | 0
| 1528 | 12 | 10 |  |  | 433 | 165 | 0.0187 | 0.15 | 0.6612 | 0 | 0 | 0
| 1529 | 12 | 10 |  |  | 433 | 165 | 0.0187 | 0.15 | 0.6612 | 0 | 0 | 0
| 1530 | 12 | 10 |  |  | 433 | 165 | 0.0187 | 0.15 | 0.6612 | 0 | 0 | 0
| 1531 | 12 | 10 |  |  | 433 | 165 | 0.0187 | 0.15 | 0.6612 | 0 | 0 | 0
| 1532 | 12 | 10 |  |  | 433 | 165 | 0.0187 | 0.15 | 0.6612 | 0 | 0 | 0
| 1533 | 3 | 11 |  |  | 92 | 31 | 0.0187 | 0.15 | 0.6612 | 0 | 0 | 0
| 1534 | 3 | 11 |  |  | 92 | 31 | 0.0187 | 0.15 | 0.6612 | 0 | 0 | 0
| 1535 | 3 | 11 |  |  | 92 | 31 | 0.0187 | 0.15 | 0.6612 | 0 | 0 | 0
| 1536 | 3 | 11 |  |  | 92 | 31 | 0.0187 | 0.15 | 0.6612 | 0 | 0 | 0
| 1537 | 3 | 11 |  |  | 92 | 31 | 0.0187 | 0.15 | 0.6612 | 0 | 0 | 0
| 1538 | 3 | 11 |  |  | 92 | 31 | 0.0187 | 0.15 | 0.6612 | 0 | 0 | 0
| 1539 | 3 | 11 |  |  | 92 | 31 | 0.0187 | 0.15 | 0.6612 | 0 | 0 | 0
| 1540 | 3 | 11 |  |  | 92 | 31 | 0.0187 | 0.15 | 0.6612 | 0 | 0 | 0
| 1541 | 3 | 11 |  |  | 92 | 31 | 0.0187 | 0.15 | 0.6612 | 0 | 0 | 0
| 1542 | 3 | 11 |  |  | 92 | 31 | 0.0187 | 0.15 | 0.6612 | 0 | 0 | 0
| 1543 | 3 | 11 |  |  | 92 | 31 | 0.0187 | 0.15 | 0.6612 | 0 | 0 | 0
| 1544 | 3 | 11 |  |  | 92 | 31 | 0.0187 | 0.15 | 0.6612 | 0 | 0 | 0
| 1545 | 3 | 11 |  |  | 92 | 31 | 0.0187 | 0.15 | 0.6612 | 0 | 0 | 0
| 1546 | 3 | 11 |  |  | 92 | 31 | 0.0187 | 0.15 | 0.6612 | 0 | 0 | 0
| 1547 | 3 | 11 |  |  | 92 | 31 | 0.0187 | 0.15 | 0.6612 | 0 | 0 | 0
| 1548 | 3 | 11 |  |  | 92 | 31 | 0.0187 | 0.15 | 0.6612 | 0 | 0 | 0
| 1549 | 3 | 11 |  |  | 92 | 31 | 0.0187 | 0.15 | 0.6612 | 0 | 0 | 0
| 1550 | 3 | 11 |  |  | 92 | 31 | 0.0187 | 0.15 | 0.6612 | 0 | 0 | 0
| 1551 | 3 | 11 |  |  | 92 | 31 | 0.0187 | 0.15 | 0.6612 | 0 | 0 | 0
| 1552 | 3 | 11 |  |  | 92 | 31 | 0.0187 | 0.15 | 0.6612 | 0 | 0 | 0
| 1553 | 3 | 11 |  |  | 92 | 31 | 0.0187 | 0.15 | 0.6612 | 0 | 0 | 0
| 1554 | 3 | 11 |  |  | 92 | 31 | 0.0187 | 0.15 | 0.6612 | 0 | 0 | 0
| 1555 | 3 | 11 |  |  | 92 | 31 | 0.0187 | 0.15 | 0.6612 | 0 | 0 | 0
| 1556 | 3 | 11 |  |  | 92 | 31 | 0.0187 | 0.15 | 0.6612 | 0 | 0 | 0
| 1557 | 3 | 11 |  |  | 92 | 31 | 0.0187 | 0.15 | 0.6612 | 0 | 0 | 0
| 1558 | 3 | 11 |  |  | 92 | 31 | 0.0187 | 0.15 | 0.6612 | 0 | 0 | 0
| 1559 | 3 | 11 |  |  | 92 | 31 | 0.0187 | 0.15 | 0.6612 | 0 | 0 | 0
| 1560 | 3 | 11 |  |  | 92 | 31 | 0.0187 | 0.15 | 0.6612 | 0 | 0 | 0
| 1561 | 3 | 11 |  |  | 92 | 31 | 0.0187 | 0.15 | 0.6612 | 0 | 0 | 0
| 1562 | 3 | 11 |  |  | 92 | 31 | 0.0187 | 0.15 | 0.6612 | 0 | 0 | 0
| 1563 | 4 | 11 |  |  | 108 | 36 | 0.0187 | 0.15 | 0.6612 | 0 | 0 | 0
| 1564 | 4 | 11 |  |  | 108 | 36 | 0.0187 | 0.15 | 0.6612 | 0 | 0 | 0
| 1565 | 4 | 11 |  |  | 108 | 36 | 0.0187 | 0.15 | 0.6612 | 0 | 0 | 0
| 1566 | 4 | 11 |  |  | 108 | 36 | 0.0187 | 0.15 | 0.6612 | 0 | 0 | 0
| 1567 | 4 | 11 |  |  | 108 | 36 | 0.0187 | 0.15 | 0.6612 | 0 | 0 | 0
| 1568 | 4 | 11 |  |  | 108 | 36 | 0.0187 | 0.15 | 0.6612 | 0 | 0 | 0
| 1569 | 4 | 11 |  |  | 108 | 36 | 0.0187 | 0.15 | 0.6612 | 0 | 0 | 0
| 1570 | 4 | 11 |  |  | 108 | 36 | 0.0187 | 0.15 | 0.6612 | 0 | 0 | 0
| 1571 | 4 | 11 |  |  | 108 | 36 | 0.0187 | 0.15 | 0.6612 | 0 | 0 | 0
| 1572 | 4 | 11 |  |  | 108 | 36 | 0.0187 | 0.15 | 0.6612 | 0 | 0 | 0
| 1573 | 4 | 11 |  |  | 108 | 36 | 0.0187 | 0.15 | 0.6612 | 0 | 0 | 0
| 1574 | 4 | 11 |  |  | 108 | 36 | 0.0187 | 0.15 | 0.6612 | 0 | 0 | 0
| 1575 | 4 | 11 |  |  | 108 | 36 | 0.0187 | 0.15 | 0.6612 | 0 | 0 | 0
| 1576 | 4 | 11 |  |  | 108 | 36 | 0.0187 | 0.15 | 0.6612 | 0 | 0 | 0
| 1577 | 4 | 11 |  |  | 108 | 36 | 0.0187 | 0.15 | 0.6612 | 0 | 0 | 0
| 1578 | 4 | 11 |  |  | 108 | 36 | 0.0187 | 0.15 | 0.6612 | 0 | 0 | 0
| 1579 | 4 | 11 |  |  | 108 | 36 | 0.0187 | 0.15 | 0.6612 | 0 | 0 | 0
| 1580 | 4 | 11 |  |  | 108 | 36 | 0.0187 | 0.15 | 0.6612 | 0 | 0 | 0
| 1581 | 4 | 11 |  |  | 108 | 36 | 0.0187 | 0.15 | 0.6612 | 0 | 0 | 0
| 1582 | 4 | 11 |  |  | 108 | 36 | 0.0187 | 0.15 | 0.6612 | 0 | 0 | 0
| 1583 | 4 | 11 |  |  | 108 | 36 | 0.0187 | 0.15 | 0.6612 | 0 | 0 | 0
| 1584 | 4 | 11 |  |  | 108 | 36 | 0.0187 | 0.15 | 0.6612 | 0 | 0 | 0
| 1585 | 4 | 11 |  |  | 108 | 36 | 0.0187 | 0.15 | 0.6612 | 0 | 0 | 0
| 1586 | 4 | 11 |  |  | 108 | 36 | 0.0187 | 0.15 | 0.6612 | 0 | 0 | 0
| 1587 | 4 | 11 |  |  | 108 | 36 | 0.0187 | 0.15 | 0.6612 | 0 | 0 | 0
| 1588 | 4 | 11 |  |  | 108 | 36 | 0.0187 | 0.15 | 0.6612 | 0 | 0 | 0
| 1589 | 4 | 11 |  |  | 108 | 36 | 0.0187 | 0.15 | 0.6612 | 0 | 0 | 0
| 1590 | 5 | 11 |  |  | 148 | 49 | 0.0187 | 0.15 | 0.6612 | 0 | 0 | 0
| 1591 | 5 | 11 |  |  | 148 | 49 | 0.0187 | 0.15 | 0.6612 | 0 | 0 | 0
| 1592 | 5 | 11 |  |  | 148 | 49 | 0.0187 | 0.15 | 0.6612 | 0 | 0 | 0
| 1593 | 5 | 11 |  |  | 148 | 49 | 0.0187 | 0.15 | 0.6612 | 0 | 0 | 0
| 1594 | 5 | 11 |  |  | 148 | 49 | 0.0187 | 0.15 | 0.6612 | 0 | 0 | 0
| 1595 | 5 | 11 |  |  | 148 | 49 | 0.0187 | 0.15 | 0.6612 | 0 | 0 | 0
| 1596 | 5 | 11 |  |  | 148 | 49 | 0.0187 | 0.15 | 0.6612 | 0 | 0 | 0
| 1597 | 5 | 11 |  |  | 148 | 49 | 0.0187 | 0.15 | 0.6612 | 0 | 0 | 0
| 1598 | 5 | 11 |  |  | 148 | 49 | 0.0187 | 0.15 | 0.6612 | 0 | 0 | 0
| 1599 | 5 | 11 |  |  | 148 | 49 | 0.0187 | 0.15 | 0.6612 | 0 | 0 | 0
| 1600 | 5 | 11 |  |  | 148 | 49 | 0.0187 | 0.15 | 0.6612 | 0 | 0 | 0
| 1601 | 5 | 11 |  |  | 148 | 49 | 0.0187 | 0.15 | 0.6612 | 0 | 0 | 0
| 1602 | 5 | 11 |  |  | 148 | 49 | 0.0187 | 0.15 | 0.6612 | 0 | 0 | 0
| 1603 | 5 | 11 |  |  | 148 | 49 | 0.0187 | 0.15 | 0.6612 | 0 | 0 | 0
| 1604 | 5 | 11 |  |  | 148 | 49 | 0.0187 | 0.15 | 0.6612 | 0 | 0 | 0
| 1605 | 5 | 11 |  |  | 148 | 49 | 0.0187 | 0.15 | 0.6612 | 0 | 0 | 0
| 1606 | 5 | 11 |  |  | 148 | 49 | 0.0187 | 0.15 | 0.6612 | 0 | 0 | 0
| 1607 | 5 | 11 |  |  | 148 | 49 | 0.0187 | 0.15 | 0.6612 | 0 | 0 | 0
| 1608 | 5 | 11 |  |  | 148 | 49 | 0.0187 | 0.15 | 0.6612 | 0 | 0 | 0
| 1609 | 5 | 11 |  |  | 148 | 49 | 0.0187 | 0.15 | 0.6612 | 0 | 0 | 0
| 1610 | 5 | 11 |  |  | 148 | 49 | 0.0187 | 0.15 | 0.6612 | 0 | 0 | 0
| 1611 | 5 | 11 |  |  | 148 | 49 | 0.0187 | 0.15 | 0.6612 | 0 | 0 | 0
| 1612 | 5 | 11 |  |  | 148 | 49 | 0.0187 | 0.15 | 0.6612 | 0 | 0 | 0
| 1613 | 5 | 11 |  |  | 148 | 49 | 0.0187 | 0.15 | 0.6612 | 0 | 0 | 0
| 1614 | 5 | 11 |  |  | 148 | 49 | 0.0187 | 0.15 | 0.6612 | 0 | 0 | 0
| 1615 | 12 | 11 |  |  | 433 | 165 | 0.0187 | 0.15 | 0.6612 | 0 | 0 | 0
| 1616 | 12 | 11 |  |  | 433 | 165 | 0.0187 | 0.15 | 0.6612 | 0 | 0 | 0
| 1617 | 3 | 12 |  |  | 92 | 31 | 0.0187 | 0.15 | 0.6612 | 0 | 0 | 0
| 1618 | 3 | 12 |  |  | 92 | 31 | 0.0187 | 0.15 | 0.6612 | 0 | 0 | 0
| 1619 | 3 | 12 |  |  | 92 | 31 | 0.0187 | 0.15 | 0.6612 | 0 | 0 | 0
| 1620 | 3 | 12 |  |  | 92 | 31 | 0.0187 | 0.15 | 0.6612 | 0 | 0 | 0
| 1621 | 3 | 12 |  |  | 92 | 31 | 0.0187 | 0.15 | 0.6612 | 0 | 0 | 0
| 1622 | 3 | 12 |  |  | 92 | 31 | 0.0187 | 0.15 | 0.6612 | 0 | 0 | 0
| 1623 | 3 | 12 |  |  | 92 | 31 | 0.0187 | 0.15 | 0.6612 | 0 | 0 | 0
| 1624 | 3 | 12 |  |  | 92 | 31 | 0.0187 | 0.15 | 0.6612 | 0 | 0 | 0
| 1625 | 3 | 12 |  |  | 92 | 31 | 0.0187 | 0.15 | 0.6612 | 0 | 0 | 0
| 1626 | 3 | 12 |  |  | 92 | 31 | 0.0187 | 0.15 | 0.6612 | 0 | 0 | 0
| 1627 | 3 | 12 |  |  | 92 | 31 | 0.0187 | 0.15 | 0.6612 | 0 | 0 | 0
| 1628 | 3 | 12 |  |  | 92 | 31 | 0.0187 | 0.15 | 0.6612 | 0 | 0 | 0
| 1629 | 3 | 12 |  |  | 92 | 31 | 0.0187 | 0.15 | 0.6612 | 0 | 0 | 0
| 1630 | 3 | 12 |  |  | 92 | 31 | 0.0187 | 0.15 | 0.6612 | 0 | 0 | 0
| 1631 | 3 | 12 |  |  | 92 | 31 | 0.0187 | 0.15 | 0.6612 | 0 | 0 | 0
| 1632 | 3 | 12 |  |  | 92 | 31 | 0.0187 | 0.15 | 0.6612 | 0 | 0 | 0
| 1633 | 3 | 12 |  |  | 92 | 31 | 0.0187 | 0.15 | 0.6612 | 0 | 0 | 0
| 1634 | 3 | 12 |  |  | 92 | 31 | 0.0187 | 0.15 | 0.6612 | 0 | 0 | 0
| 1635 | 3 | 12 |  |  | 92 | 31 | 0.0187 | 0.15 | 0.6612 | 0 | 0 | 0
| 1636 | 3 | 12 |  |  | 92 | 31 | 0.0187 | 0.15 | 0.6612 | 0 | 0 | 0
| 1637 | 3 | 12 |  |  | 92 | 31 | 0.0187 | 0.15 | 0.6612 | 0 | 0 | 0
| 1638 | 3 | 12 |  |  | 92 | 31 | 0.0187 | 0.15 | 0.6612 | 0 | 0 | 0
| 1639 | 3 | 12 |  |  | 92 | 31 | 0.0187 | 0.15 | 0.6612 | 0 | 0 | 0
| 1640 | 3 | 12 |  |  | 92 | 31 | 0.0187 | 0.15 | 0.6612 | 0 | 0 | 0
| 1641 | 3 | 12 |  |  | 92 | 31 | 0.0187 | 0.15 | 0.6612 | 0 | 0 | 0
| 1642 | 3 | 12 |  |  | 92 | 31 | 0.0187 | 0.15 | 0.6612 | 0 | 0 | 0
| 1643 | 3 | 12 |  |  | 92 | 31 | 0.0187 | 0.15 | 0.6612 | 0 | 0 | 0
| 1644 | 3 | 12 |  |  | 92 | 31 | 0.0187 | 0.15 | 0.6612 | 0 | 0 | 0
| 1645 | 3 | 12 |  |  | 92 | 31 | 0.0187 | 0.15 | 0.6612 | 0 | 0 | 0
| 1646 | 3 | 12 |  |  | 92 | 31 | 0.0187 | 0.15 | 0.6612 | 0 | 0 | 0
| 1647 | 3 | 12 |  |  | 92 | 31 | 0.0187 | 0.15 | 0.6612 | 0 | 0 | 0
| 1648 | 3 | 12 |  |  | 92 | 31 | 0.0187 | 0.15 | 0.6612 | 0 | 0 | 0
| 1649 | 3 | 12 |  |  | 92 | 31 | 0.0187 | 0.15 | 0.6612 | 0 | 0 | 0
| 1650 | 3 | 12 |  |  | 92 | 31 | 0.0187 | 0.15 | 0.6612 | 0 | 0 | 0
| 1651 | 3 | 12 |  |  | 92 | 31 | 0.0187 | 0.15 | 0.6612 | 0 | 0 | 0
| 1652 | 3 | 12 |  |  | 92 | 31 | 0.0187 | 0.15 | 0.6612 | 0 | 0 | 0
| 1653 | 3 | 12 |  |  | 92 | 31 | 0.0187 | 0.15 | 0.6612 | 0 | 0 | 0
| 1654 | 3 | 12 |  |  | 92 | 31 | 0.0187 | 0.15 | 0.6612 | 0 | 0 | 0
| 1655 | 3 | 12 |  |  | 92 | 31 | 0.0187 | 0.15 | 0.6612 | 0 | 0 | 0
| 1656 | 3 | 12 |  |  | 92 | 31 | 0.0187 | 0.15 | 0.6612 | 0 | 0 | 0
| 1657 | 3 | 12 |  |  | 92 | 31 | 0.0187 | 0.15 | 0.6612 | 0 | 0 | 0
| 1658 | 3 | 12 |  |  | 92 | 31 | 0.0187 | 0.15 | 0.6612 | 0 | 0 | 0
| 1659 | 3 | 12 |  |  | 92 | 31 | 0.0187 | 0.15 | 0.6612 | 0 | 0 | 0
| 1660 | 3 | 12 |  |  | 92 | 31 | 0.0187 | 0.15 | 0.6612 | 0 | 0 | 0
| 1661 | 3 | 12 |  |  | 92 | 31 | 0.0187 | 0.15 | 0.6612 | 0 | 0 | 0
| 1662 | 3 | 12 |  |  | 92 | 31 | 0.0187 | 0.15 | 0.6612 | 0 | 0 | 0
| 1663 | 3 | 12 |  |  | 92 | 31 | 0.0187 | 0.15 | 0.6612 | 0 | 0 | 0
| 1664 | 3 | 12 |  |  | 92 | 31 | 0.0187 | 0.15 | 0.6612 | 0 | 0 | 0
| 1665 | 3 | 12 |  |  | 92 | 31 | 0.0187 | 0.15 | 0.6612 | 0 | 0 | 0
| 1666 | 3 | 12 |  |  | 92 | 31 | 0.0187 | 0.15 | 0.6612 | 0 | 0 | 0
| 1667 | 3 | 12 |  |  | 92 | 31 | 0.0187 | 0.15 | 0.6612 | 0 | 0 | 0
| 1668 | 3 | 12 |  |  | 92 | 31 | 0.0187 | 0.15 | 0.6612 | 0 | 0 | 0
| 1669 | 3 | 12 |  |  | 92 | 31 | 0.0187 | 0.15 | 0.6612 | 0 | 0 | 0
| 1670 | 3 | 12 |  |  | 92 | 31 | 0.0187 | 0.15 | 0.6612 | 0 | 0 | 0
| 1671 | 3 | 12 |  |  | 92 | 31 | 0.0187 | 0.15 | 0.6612 | 0 | 0 | 0
| 1672 | 3 | 12 |  |  | 92 | 31 | 0.0187 | 0.15 | 0.6612 | 0 | 0 | 0
| 1673 | 3 | 12 |  |  | 92 | 31 | 0.0187 | 0.15 | 0.6612 | 0 | 0 | 0
| 1674 | 3 | 12 |  |  | 92 | 31 | 0.0187 | 0.15 | 0.6612 | 0 | 0 | 0
| 1675 | 3 | 12 |  |  | 92 | 31 | 0.0187 | 0.15 | 0.6612 | 0 | 0 | 0
| 1676 | 3 | 12 |  |  | 92 | 31 | 0.0187 | 0.15 | 0.6612 | 0 | 0 | 0
| 1677 | 3 | 12 |  |  | 92 | 31 | 0.0187 | 0.15 | 0.6612 | 0 | 0 | 0
| 1678 | 3 | 12 |  |  | 92 | 31 | 0.0187 | 0.15 | 0.6612 | 0 | 0 | 0
| 1679 | 3 | 12 |  |  | 92 | 31 | 0.0187 | 0.15 | 0.6612 | 0 | 0 | 0
| 1680 | 3 | 12 |  |  | 92 | 31 | 0.0187 | 0.15 | 0.6612 | 0 | 0 | 0
| 1681 | 3 | 12 |  |  | 92 | 31 | 0.0187 | 0.15 | 0.6612 | 0 | 0 | 0
| 1682 | 3 | 12 |  |  | 92 | 31 | 0.0187 | 0.15 | 0.6612 | 0 | 0 | 0
| 1683 | 3 | 12 |  |  | 92 | 31 | 0.0187 | 0.15 | 0.6612 | 0 | 0 | 0
| 1684 | 3 | 12 |  |  | 92 | 31 | 0.0187 | 0.15 | 0.6612 | 0 | 0 | 0
| 1685 | 3 | 12 |  |  | 92 | 31 | 0.0187 | 0.15 | 0.6612 | 0 | 0 | 0
| 1686 | 3 | 12 |  |  | 92 | 31 | 0.0187 | 0.15 | 0.6612 | 0 | 0 | 0
| 1687 | 3 | 12 |  |  | 92 | 31 | 0.0187 | 0.15 | 0.6612 | 0 | 0 | 0
| 1688 | 3 | 12 |  |  | 92 | 31 | 0.0187 | 0.15 | 0.6612 | 0 | 0 | 0
| 1689 | 3 | 12 |  |  | 92 | 31 | 0.0187 | 0.15 | 0.6612 | 0 | 0 | 0
| 1690 | 3 | 12 |  |  | 92 | 31 | 0.0187 | 0.15 | 0.6612 | 0 | 0 | 0
| 1691 | 3 | 12 |  |  | 92 | 31 | 0.0187 | 0.15 | 0.6612 | 0 | 0 | 0
| 1692 | 3 | 12 |  |  | 92 | 31 | 0.0187 | 0.15 | 0.6612 | 0 | 0 | 0
| 1693 | 3 | 12 |  |  | 92 | 31 | 0.0187 | 0.15 | 0.6612 | 0 | 0 | 0
| 1694 | 3 | 12 |  |  | 92 | 31 | 0.0187 | 0.15 | 0.6612 | 0 | 0 | 0
| 1695 | 3 | 12 |  |  | 92 | 31 | 0.0187 | 0.15 | 0.6612 | 0 | 0 | 0
| 1696 | 3 | 12 |  |  | 92 | 31 | 0.0187 | 0.15 | 0.6612 | 0 | 0 | 0
| 1697 | 3 | 12 |  |  | 92 | 31 | 0.0187 | 0.15 | 0.6612 | 0 | 0 | 0
| 1698 | 3 | 12 |  |  | 92 | 31 | 0.0187 | 0.15 | 0.6612 | 0 | 0 | 0
| 1699 | 3 | 12 |  |  | 92 | 31 | 0.0187 | 0.15 | 0.6612 | 0 | 0 | 0
| 1700 | 3 | 12 |  |  | 92 | 31 | 0.0187 | 0.15 | 0.6612 | 0 | 0 | 0
| 1701 | 3 | 12 |  |  | 92 | 31 | 0.0187 | 0.15 | 0.6612 | 0 | 0 | 0
| 1702 | 3 | 12 |  |  | 92 | 31 | 0.0187 | 0.15 | 0.6612 | 0 | 0 | 0
| 1703 | 3 | 12 |  |  | 92 | 31 | 0.0187 | 0.15 | 0.6612 | 0 | 0 | 0
| 1704 | 3 | 12 |  |  | 92 | 31 | 0.0187 | 0.15 | 0.6612 | 0 | 0 | 0
| 1705 | 3 | 12 |  |  | 92 | 31 | 0.0187 | 0.15 | 0.6612 | 0 | 0 | 0
| 1706 | 3 | 12 |  |  | 92 | 31 | 0.0187 | 0.15 | 0.6612 | 0 | 0 | 0
| 1707 | 3 | 12 |  |  | 92 | 31 | 0.0187 | 0.15 | 0.6612 | 0 | 0 | 0
| 1708 | 3 | 12 |  |  | 92 | 31 | 0.0187 | 0.15 | 0.6612 | 0 | 0 | 0
| 1709 | 3 | 12 |  |  | 92 | 31 | 0.0187 | 0.15 | 0.6612 | 0 | 0 | 0
| 1710 | 3 | 12 |  |  | 92 | 31 | 0.0187 | 0.15 | 0.6612 | 0 | 0 | 0
| 1711 | 3 | 12 |  |  | 92 | 31 | 0.0187 | 0.15 | 0.6612 | 0 | 0 | 0
| 1712 | 3 | 12 |  |  | 92 | 31 | 0.0187 | 0.15 | 0.6612 | 0 | 0 | 0
| 1713 | 4 | 12 |  |  | 108 | 36 | 0.0187 | 0.15 | 0.6612 | 0 | 0 | 0
| 1714 | 4 | 12 |  |  | 108 | 36 | 0.0187 | 0.15 | 0.6612 | 0 | 0 | 0
| 1715 | 4 | 12 |  |  | 108 | 36 | 0.0187 | 0.15 | 0.6612 | 0 | 0 | 0
| 1716 | 4 | 12 |  |  | 108 | 36 | 0.0187 | 0.15 | 0.6612 | 0 | 0 | 0
| 1717 | 4 | 12 |  |  | 108 | 36 | 0.0187 | 0.15 | 0.6612 | 0 | 0 | 0
| 1718 | 4 | 12 |  |  | 108 | 36 | 0.0187 | 0.15 | 0.6612 | 0 | 0 | 0
| 1719 | 4 | 12 |  |  | 108 | 36 | 0.0187 | 0.15 | 0.6612 | 0 | 0 | 0
| 1720 | 4 | 12 |  |  | 108 | 36 | 0.0187 | 0.15 | 0.6612 | 0 | 0 | 0
| 1721 | 4 | 12 |  |  | 108 | 36 | 0.0187 | 0.15 | 0.6612 | 0 | 0 | 0
| 1722 | 4 | 12 |  |  | 108 | 36 | 0.0187 | 0.15 | 0.6612 | 0 | 0 | 0
| 1723 | 4 | 12 |  |  | 108 | 36 | 0.0187 | 0.15 | 0.6612 | 0 | 0 | 0
| 1724 | 4 | 12 |  |  | 108 | 36 | 0.0187 | 0.15 | 0.6612 | 0 | 0 | 0
| 1725 | 4 | 12 |  |  | 108 | 36 | 0.0187 | 0.15 | 0.6612 | 0 | 0 | 0
| 1726 | 4 | 12 |  |  | 108 | 36 | 0.0187 | 0.15 | 0.6612 | 0 | 0 | 0
| 1727 | 4 | 12 |  |  | 108 | 36 | 0.0187 | 0.15 | 0.6612 | 0 | 0 | 0
| 1728 | 4 | 12 |  |  | 108 | 36 | 0.0187 | 0.15 | 0.6612 | 0 | 0 | 0
| 1729 | 4 | 12 |  |  | 108 | 36 | 0.0187 | 0.15 | 0.6612 | 0 | 0 | 0
| 1730 | 4 | 12 |  |  | 108 | 36 | 0.0187 | 0.15 | 0.6612 | 0 | 0 | 0
| 1731 | 4 | 12 |  |  | 108 | 36 | 0.0187 | 0.15 | 0.6612 | 0 | 0 | 0
| 1732 | 4 | 12 |  |  | 108 | 36 | 0.0187 | 0.15 | 0.6612 | 0 | 0 | 0
| 1733 | 4 | 12 |  |  | 108 | 36 | 0.0187 | 0.15 | 0.6612 | 0 | 0 | 0
| 1734 | 5 | 12 |  |  | 148 | 49 | 0.0187 | 0.15 | 0.6612 | 0 | 0 | 0
| 1735 | 5 | 12 |  |  | 148 | 49 | 0.0187 | 0.15 | 0.6612 | 0 | 0 | 0
| 1736 | 5 | 12 |  |  | 148 | 49 | 0.0187 | 0.15 | 0.6612 | 0 | 0 | 0
| 1737 | 7 | 12 |  |  | 205 | 70 | 0.0187 | 0.15 | 0.6612 | 0 | 0 | 0
| 1738 | 9 | 12 |  |  | 315 | 108 | 0.0187 | 0.15 | 0.6612 | 0 | 0 | 0
| 1739 | 9 | 12 |  |  | 315 | 108 | 0.0187 | 0.15 | 0.6612 | 0 | 0 | 0
| 1740 | 9 | 12 |  |  | 315 | 108 | 0.0187 | 0.15 | 0.6612 | 0 | 0 | 0
| 1741 | 9 | 12 |  |  | 315 | 108 | 0.0187 | 0.15 | 0.6612 | 0 | 0 | 0
| 1742 | 9 | 12 |  |  | 315 | 108 | 0.0187 | 0.15 | 0.6612 | 0 | 0 | 0
| 1743 | 9 | 12 |  |  | 315 | 108 | 0.0187 | 0.15 | 0.6612 | 0 | 0 | 0
| 1744 | 9 | 12 |  |  | 315 | 108 | 0.0187 | 0.15 | 0.6612 | 0 | 0 | 0
| 1745 | 9 | 12 |  |  | 315 | 108 | 0.0187 | 0.15 | 0.6612 | 0 | 0 | 0
| 1746 | 9 | 12 |  |  | 315 | 108 | 0.0187 | 0.15 | 0.6612 | 0 | 0 | 0
| 1747 | 9 | 12 |  |  | 315 | 108 | 0.0187 | 0.15 | 0.6612 | 0 | 0 | 0
| 1748 | 9 | 12 |  |  | 315 | 108 | 0.0187 | 0.15 | 0.6612 | 0 | 0 | 0
| 1749 | 9 | 12 |  |  | 315 | 108 | 0.0187 | 0.15 | 0.6612 | 0 | 0 | 0
| 1750 | 9 | 12 |  |  | 315 | 108 | 0.0187 | 0.15 | 0.6612 | 0 | 0 | 0
| 1751 | 9 | 12 |  |  | 315 | 108 | 0.0187 | 0.15 | 0.6612 | 0 | 0 | 0
| 1752 | 10 | 12 |  |  | 340 | 125 | 0.0187 | 0.15 | 0.6612 | 0 | 0 | 0
| 1753 | 10 | 12 |  |  | 340 | 125 | 0.0187 | 0.15 | 0.6612 | 0 | 0 | 0
| 1754 | 10 | 12 |  |  | 340 | 125 | 0.0187 | 0.15 | 0.6612 | 0 | 0 | 0
| 1755 | 10 | 12 |  |  | 340 | 125 | 0.0187 | 0.15 | 0.6612 | 0 | 0 | 0
| 1756 | 10 | 12 |  |  | 340 | 125 | 0.0187 | 0.15 | 0.6612 | 0 | 0 | 0
| 1757 | 12 | 12 |  |  | 433 | 165 | 0.0187 | 0.15 | 0.6612 | 0 | 0 | 0
| 1758 | 12 | 12 |  |  | 433 | 165 | 0.0187 | 0.15 | 0.6612 | 0 | 0 | 0
| 1759 | 12 | 12 |  |  | 433 | 165 | 0.0187 | 0.15 | 0.6612 | 0 | 0 | 0
| 1760 | 12 | 12 |  |  | 433 | 165 | 0.0187 | 0.15 | 0.6612 | 0 | 0 | 0
| 1761 | 10 | 13 |  |  | 340 | 125 | 0.0187 | 0.15 | 0.6612 | 0 | 0 | 0
| 1762 | 10 | 13 |  |  | 340 | 125 | 0.0187 | 0.15 | 0.6612 | 0 | 0 | 0
| 1763 | 10 | 13 |  |  | 340 | 125 | 0.0187 | 0.15 | 0.6612 | 0 | 0 | 0
| 1764 | 2 | 13 |  |  | 67 | 22 | 0.0187 | 0.15 | 0.6612 | 0 | 0 | 0
| 1765 | 2 | 13 |  |  | 67 | 22 | 0.0187 | 0.15 | 0.6612 | 0 | 0 | 0
| 1766 | 2 | 13 |  |  | 67 | 22 | 0.0187 | 0.15 | 0.6612 | 0 | 0 | 0
| 1767 | 2 | 13 |  |  | 67 | 22 | 0.0187 | 0.15 | 0.6612 | 0 | 0 | 0
| 1768 | 2 | 13 |  |  | 67 | 22 | 0.0187 | 0.15 | 0.6612 | 0 | 0 | 0
| 1769 | 11 | 13 |  |  | 390 | 145 | 0.0187 | 0.15 | 0.6612 | 0 | 0 | 0
| 1770 | 3 | 13 |  |  | 92 | 31 | 0.0187 | 0.15 | 0.6612 | 0 | 0 | 0
| 1771 | 3 | 13 |  |  | 92 | 31 | 0.0187 | 0.15 | 0.6612 | 0 | 0 | 0
| 1772 | 3 | 13 |  |  | 92 | 31 | 0.0187 | 0.15 | 0.6612 | 0 | 0 | 0
| 1773 | 3 | 13 |  |  | 92 | 31 | 0.0187 | 0.15 | 0.6612 | 0 | 0 | 0
| 1774 | 3 | 13 |  |  | 92 | 31 | 0.0187 | 0.15 | 0.6612 | 0 | 0 | 0
| 1775 | 3 | 13 |  |  | 92 | 31 | 0.0187 | 0.15 | 0.6612 | 0 | 0 | 0
| 1776 | 3 | 13 |  |  | 92 | 31 | 0.0187 | 0.15 | 0.6612 | 0 | 0 | 0
| 1777 | 3 | 13 |  |  | 92 | 31 | 0.0187 | 0.15 | 0.6612 | 0 | 0 | 0
| 1778 | 3 | 13 |  |  | 92 | 31 | 0.0187 | 0.15 | 0.6612 | 0 | 0 | 0
| 1779 | 3 | 13 |  |  | 92 | 31 | 0.0187 | 0.15 | 0.6612 | 0 | 0 | 0
| 1780 | 3 | 13 |  |  | 92 | 31 | 0.0187 | 0.15 | 0.6612 | 0 | 0 | 0
| 1781 | 3 | 13 |  |  | 92 | 31 | 0.0187 | 0.15 | 0.6612 | 0 | 0 | 0
| 1782 | 3 | 13 |  |  | 92 | 31 | 0.0187 | 0.15 | 0.6612 | 0 | 0 | 0
| 1783 | 3 | 13 |  |  | 92 | 31 | 0.0187 | 0.15 | 0.6612 | 0 | 0 | 0
| 1784 | 3 | 13 |  |  | 92 | 31 | 0.0187 | 0.15 | 0.6612 | 0 | 0 | 0
| 1785 | 3 | 13 |  |  | 92 | 31 | 0.0187 | 0.15 | 0.6612 | 0 | 0 | 0
| 1786 | 3 | 13 |  |  | 92 | 31 | 0.0187 | 0.15 | 0.6612 | 0 | 0 | 0
| 1787 | 3 | 13 |  |  | 92 | 31 | 0.0187 | 0.15 | 0.6612 | 0 | 0 | 0
| 1788 | 3 | 13 |  |  | 92 | 31 | 0.0187 | 0.15 | 0.6612 | 0 | 0 | 0
| 1789 | 3 | 13 |  |  | 92 | 31 | 0.0187 | 0.15 | 0.6612 | 0 | 0 | 0
| 1790 | 3 | 13 |  |  | 92 | 31 | 0.0187 | 0.15 | 0.6612 | 0 | 0 | 0
| 1791 | 3 | 13 |  |  | 92 | 31 | 0.0187 | 0.15 | 0.6612 | 0 | 0 | 0
| 1792 | 3 | 13 |  |  | 92 | 31 | 0.0187 | 0.15 | 0.6612 | 0 | 0 | 0
| 1793 | 3 | 13 |  |  | 92 | 31 | 0.0187 | 0.15 | 0.6612 | 0 | 0 | 0
| 1794 | 3 | 13 |  |  | 92 | 31 | 0.0187 | 0.15 | 0.6612 | 0 | 0 | 0
| 1795 | 3 | 13 |  |  | 92 | 31 | 0.0187 | 0.15 | 0.6612 | 0 | 0 | 0
| 1796 | 3 | 13 |  |  | 92 | 31 | 0.0187 | 0.15 | 0.6612 | 0 | 0 | 0
| 1797 | 3 | 13 |  |  | 92 | 31 | 0.0187 | 0.15 | 0.6612 | 0 | 0 | 0
| 1798 | 3 | 13 |  |  | 92 | 31 | 0.0187 | 0.15 | 0.6612 | 0 | 0 | 0
| 1799 | 3 | 13 |  |  | 92 | 31 | 0.0187 | 0.15 | 0.6612 | 0 | 0 | 0
| 1800 | 3 | 13 |  |  | 92 | 31 | 0.0187 | 0.15 | 0.6612 | 0 | 0 | 0
| 1801 | 3 | 13 |  |  | 92 | 31 | 0.0187 | 0.15 | 0.6612 | 0 | 0 | 0
| 1802 | 3 | 13 |  |  | 92 | 31 | 0.0187 | 0.15 | 0.6612 | 0 | 0 | 0
| 1803 | 3 | 13 |  |  | 92 | 31 | 0.0187 | 0.15 | 0.6612 | 0 | 0 | 0
| 1804 | 3 | 13 |  |  | 92 | 31 | 0.0187 | 0.15 | 0.6612 | 0 | 0 | 0
| 1805 | 3 | 13 |  |  | 92 | 31 | 0.0187 | 0.15 | 0.6612 | 0 | 0 | 0
| 1806 | 3 | 13 |  |  | 92 | 31 | 0.0187 | 0.15 | 0.6612 | 0 | 0 | 0
| 1807 | 3 | 13 |  |  | 92 | 31 | 0.0187 | 0.15 | 0.6612 | 0 | 0 | 0
| 1808 | 3 | 13 |  |  | 92 | 31 | 0.0187 | 0.15 | 0.6612 | 0 | 0 | 0
| 1809 | 3 | 13 |  |  | 92 | 31 | 0.0187 | 0.15 | 0.6612 | 0 | 0 | 0
| 1810 | 3 | 13 |  |  | 92 | 31 | 0.0187 | 0.15 | 0.6612 | 0 | 0 | 0
| 1811 | 3 | 13 |  |  | 92 | 31 | 0.0187 | 0.15 | 0.6612 | 0 | 0 | 0
| 1812 | 3 | 13 |  |  | 92 | 31 | 0.0187 | 0.15 | 0.6612 | 0 | 0 | 0
| 1813 | 3 | 13 |  |  | 92 | 31 | 0.0187 | 0.15 | 0.6612 | 0 | 0 | 0
| 1814 | 3 | 13 |  |  | 92 | 31 | 0.0187 | 0.15 | 0.6612 | 0 | 0 | 0
| 1815 | 3 | 13 |  |  | 92 | 31 | 0.0187 | 0.15 | 0.6612 | 0 | 0 | 0
| 1816 | 3 | 13 |  |  | 92 | 31 | 0.0187 | 0.15 | 0.6612 | 0 | 0 | 0
| 1817 | 3 | 13 |  |  | 92 | 31 | 0.0187 | 0.15 | 0.6612 | 0 | 0 | 0
| 1818 | 3 | 13 |  |  | 92 | 31 | 0.0187 | 0.15 | 0.6612 | 0 | 0 | 0
| 1819 | 3 | 13 |  |  | 92 | 31 | 0.0187 | 0.15 | 0.6612 | 0 | 0 | 0
| 1820 | 3 | 13 |  |  | 92 | 31 | 0.0187 | 0.15 | 0.6612 | 0 | 0 | 0
| 1821 | 3 | 13 |  |  | 92 | 31 | 0.0187 | 0.15 | 0.6612 | 0 | 0 | 0
| 1822 | 3 | 13 |  |  | 92 | 31 | 0.0187 | 0.15 | 0.6612 | 0 | 0 | 0
| 1823 | 3 | 13 |  |  | 92 | 31 | 0.0187 | 0.15 | 0.6612 | 0 | 0 | 0
| 1824 | 3 | 13 |  |  | 92 | 31 | 0.0187 | 0.15 | 0.6612 | 0 | 0 | 0
| 1825 | 3 | 13 |  |  | 92 | 31 | 0.0187 | 0.15 | 0.6612 | 0 | 0 | 0
| 1826 | 3 | 13 |  |  | 92 | 31 | 0.0187 | 0.15 | 0.6612 | 0 | 0 | 0
| 1827 | 3 | 13 |  |  | 92 | 31 | 0.0187 | 0.15 | 0.6612 | 0 | 0 | 0
| 1828 | 3 | 13 |  |  | 92 | 31 | 0.0187 | 0.15 | 0.6612 | 0 | 0 | 0
| 1829 | 3 | 13 |  |  | 92 | 31 | 0.0187 | 0.15 | 0.6612 | 0 | 0 | 0
| 1830 | 3 | 13 |  |  | 92 | 31 | 0.0187 | 0.15 | 0.6612 | 0 | 0 | 0
| 1831 | 3 | 13 |  |  | 92 | 31 | 0.0187 | 0.15 | 0.6612 | 0 | 0 | 0
| 1832 | 3 | 13 |  |  | 92 | 31 | 0.0187 | 0.15 | 0.6612 | 0 | 0 | 0
| 1833 | 3 | 13 |  |  | 92 | 31 | 0.0187 | 0.15 | 0.6612 | 0 | 0 | 0
| 1834 | 3 | 13 |  |  | 92 | 31 | 0.0187 | 0.15 | 0.6612 | 0 | 0 | 0
| 1835 | 3 | 13 |  |  | 92 | 31 | 0.0187 | 0.15 | 0.6612 | 0 | 0 | 0
| 1836 | 3 | 13 |  |  | 92 | 31 | 0.0187 | 0.15 | 0.6612 | 0 | 0 | 0
| 1837 | 3 | 13 |  |  | 92 | 31 | 0.0187 | 0.15 | 0.6612 | 0 | 0 | 0
| 1838 | 3 | 13 |  |  | 92 | 31 | 0.0187 | 0.15 | 0.6612 | 0 | 0 | 0
| 1839 | 3 | 13 |  |  | 92 | 31 | 0.0187 | 0.15 | 0.6612 | 0 | 0 | 0
| 1840 | 3 | 13 |  |  | 92 | 31 | 0.0187 | 0.15 | 0.6612 | 0 | 0 | 0
| 1841 | 3 | 13 |  |  | 92 | 31 | 0.0187 | 0.15 | 0.6612 | 0 | 0 | 0
| 1842 | 3 | 13 |  |  | 92 | 31 | 0.0187 | 0.15 | 0.6612 | 0 | 0 | 0
| 1843 | 3 | 13 |  |  | 92 | 31 | 0.0187 | 0.15 | 0.6612 | 0 | 0 | 0
| 1844 | 3 | 13 |  |  | 92 | 31 | 0.0187 | 0.15 | 0.6612 | 0 | 0 | 0
| 1845 | 3 | 13 |  |  | 92 | 31 | 0.0187 | 0.15 | 0.6612 | 0 | 0 | 0
| 1846 | 3 | 13 |  |  | 92 | 31 | 0.0187 | 0.15 | 0.6612 | 0 | 0 | 0
| 1847 | 3 | 13 |  |  | 92 | 31 | 0.0187 | 0.15 | 0.6612 | 0 | 0 | 0
| 1848 | 3 | 13 |  |  | 92 | 31 | 0.0187 | 0.15 | 0.6612 | 0 | 0 | 0
| 1849 | 3 | 13 |  |  | 92 | 31 | 0.0187 | 0.15 | 0.6612 | 0 | 0 | 0
| 1850 | 3 | 13 |  |  | 92 | 31 | 0.0187 | 0.15 | 0.6612 | 0 | 0 | 0
| 1851 | 3 | 13 |  |  | 92 | 31 | 0.0187 | 0.15 | 0.6612 | 0 | 0 | 0
| 1852 | 3 | 13 |  |  | 92 | 31 | 0.0187 | 0.15 | 0.6612 | 0 | 0 | 0
| 1853 | 3 | 13 |  |  | 92 | 31 | 0.0187 | 0.15 | 0.6612 | 0 | 0 | 0
| 1854 | 3 | 13 |  |  | 92 | 31 | 0.0187 | 0.15 | 0.6612 | 0 | 0 | 0
| 1855 | 4 | 13 |  |  | 108 | 36 | 0.0187 | 0.15 | 0.6612 | 0 | 0 | 0
| 1856 | 4 | 13 |  |  | 108 | 36 | 0.0187 | 0.15 | 0.6612 | 0 | 0 | 0
| 1857 | 4 | 13 |  |  | 108 | 36 | 0.0187 | 0.15 | 0.6612 | 0 | 0 | 0
| 1858 | 4 | 13 |  |  | 108 | 36 | 0.0187 | 0.15 | 0.6612 | 0 | 0 | 0
| 1859 | 4 | 13 |  |  | 108 | 36 | 0.0187 | 0.15 | 0.6612 | 0 | 0 | 0
| 1860 | 4 | 13 |  |  | 108 | 36 | 0.0187 | 0.15 | 0.6612 | 0 | 0 | 0
| 1861 | 4 | 13 |  |  | 108 | 36 | 0.0187 | 0.15 | 0.6612 | 0 | 0 | 0
| 1862 | 4 | 13 |  |  | 108 | 36 | 0.0187 | 0.15 | 0.6612 | 0 | 0 | 0
| 1863 | 4 | 13 |  |  | 108 | 36 | 0.0187 | 0.15 | 0.6612 | 0 | 0 | 0
| 1864 | 4 | 13 |  |  | 108 | 36 | 0.0187 | 0.15 | 0.6612 | 0 | 0 | 0
| 1865 | 4 | 13 |  |  | 108 | 36 | 0.0187 | 0.15 | 0.6612 | 0 | 0 | 0
| 1866 | 4 | 13 |  |  | 108 | 36 | 0.0187 | 0.15 | 0.6612 | 0 | 0 | 0
| 1867 | 4 | 13 |  |  | 108 | 36 | 0.0187 | 0.15 | 0.6612 | 0 | 0 | 0
| 1868 | 4 | 13 |  |  | 108 | 36 | 0.0187 | 0.15 | 0.6612 | 0 | 0 | 0
| 1869 | 4 | 13 |  |  | 108 | 36 | 0.0187 | 0.15 | 0.6612 | 0 | 0 | 0
| 1870 | 4 | 13 |  |  | 108 | 36 | 0.0187 | 0.15 | 0.6612 | 0 | 0 | 0
| 1871 | 4 | 13 |  |  | 108 | 36 | 0.0187 | 0.15 | 0.6612 | 0 | 0 | 0
| 1872 | 4 | 13 |  |  | 108 | 36 | 0.0187 | 0.15 | 0.6612 | 0 | 0 | 0
| 1873 | 4 | 13 |  |  | 108 | 36 | 0.0187 | 0.15 | 0.6612 | 0 | 0 | 0
| 1874 | 4 | 13 |  |  | 108 | 36 | 0.0187 | 0.15 | 0.6612 | 0 | 0 | 0
| 1875 | 4 | 13 |  |  | 108 | 36 | 0.0187 | 0.15 | 0.6612 | 0 | 0 | 0
| 1876 | 4 | 13 |  |  | 108 | 36 | 0.0187 | 0.15 | 0.6612 | 0 | 0 | 0
| 1877 | 4 | 13 |  |  | 108 | 36 | 0.0187 | 0.15 | 0.6612 | 0 | 0 | 0
| 1878 | 4 | 13 |  |  | 108 | 36 | 0.0187 | 0.15 | 0.6612 | 0 | 0 | 0
| 1879 | 4 | 13 |  |  | 108 | 36 | 0.0187 | 0.15 | 0.6612 | 0 | 0 | 0
| 1880 | 4 | 13 |  |  | 108 | 36 | 0.0187 | 0.15 | 0.6612 | 0 | 0 | 0
| 1881 | 4 | 13 |  |  | 108 | 36 | 0.0187 | 0.15 | 0.6612 | 0 | 0 | 0
| 1882 | 4 | 13 |  |  | 108 | 36 | 0.0187 | 0.15 | 0.6612 | 0 | 0 | 0
| 1883 | 4 | 13 |  |  | 108 | 36 | 0.0187 | 0.15 | 0.6612 | 0 | 0 | 0
| 1884 | 4 | 13 |  |  | 108 | 36 | 0.0187 | 0.15 | 0.6612 | 0 | 0 | 0
| 1885 | 4 | 13 |  |  | 108 | 36 | 0.0187 | 0.15 | 0.6612 | 0 | 0 | 0
| 1886 | 4 | 13 |  |  | 108 | 36 | 0.0187 | 0.15 | 0.6612 | 0 | 0 | 0
| 1887 | 4 | 13 |  |  | 108 | 36 | 0.0187 | 0.15 | 0.6612 | 0 | 0 | 0
| 1888 | 4 | 13 |  |  | 108 | 36 | 0.0187 | 0.15 | 0.6612 | 0 | 0 | 0
| 1889 | 4 | 13 |  |  | 108 | 36 | 0.0187 | 0.15 | 0.6612 | 0 | 0 | 0
| 1890 | 4 | 13 |  |  | 108 | 36 | 0.0187 | 0.15 | 0.6612 | 0 | 0 | 0
| 1891 | 4 | 13 |  |  | 108 | 36 | 0.0187 | 0.15 | 0.6612 | 0 | 0 | 0
| 1892 | 4 | 13 |  |  | 108 | 36 | 0.0187 | 0.15 | 0.6612 | 0 | 0 | 0
| 1893 | 4 | 13 |  |  | 108 | 36 | 0.0187 | 0.15 | 0.6612 | 0 | 0 | 0
| 1894 | 4 | 13 |  |  | 108 | 36 | 0.0187 | 0.15 | 0.6612 | 0 | 0 | 0
| 1895 | 4 | 13 |  |  | 108 | 36 | 0.0187 | 0.15 | 0.6612 | 0 | 0 | 0
| 1896 | 4 | 13 |  |  | 108 | 36 | 0.0187 | 0.15 | 0.6612 | 0 | 0 | 0
| 1897 | 4 | 13 |  |  | 108 | 36 | 0.0187 | 0.15 | 0.6612 | 0 | 0 | 0
| 1898 | 4 | 13 |  |  | 108 | 36 | 0.0187 | 0.15 | 0.6612 | 0 | 0 | 0
| 1899 | 4 | 13 |  |  | 108 | 36 | 0.0187 | 0.15 | 0.6612 | 0 | 0 | 0
| 1900 | 4 | 13 |  |  | 108 | 36 | 0.0187 | 0.15 | 0.6612 | 0 | 0 | 0
| 1901 | 4 | 13 |  |  | 108 | 36 | 0.0187 | 0.15 | 0.6612 | 0 | 0 | 0
| 1902 | 4 | 13 |  |  | 108 | 36 | 0.0187 | 0.15 | 0.6612 | 0 | 0 | 0
| 1903 | 4 | 13 |  |  | 108 | 36 | 0.0187 | 0.15 | 0.6612 | 0 | 0 | 0
| 1904 | 4 | 13 |  |  | 108 | 36 | 0.0187 | 0.15 | 0.6612 | 0 | 0 | 0
| 1905 | 4 | 13 |  |  | 108 | 36 | 0.0187 | 0.15 | 0.6612 | 0 | 0 | 0
| 1906 | 4 | 13 |  |  | 108 | 36 | 0.0187 | 0.15 | 0.6612 | 0 | 0 | 0
| 1907 | 4 | 13 |  |  | 108 | 36 | 0.0187 | 0.15 | 0.6612 | 0 | 0 | 0
| 1908 | 4 | 13 |  |  | 108 | 36 | 0.0187 | 0.15 | 0.6612 | 0 | 0 | 0
| 1909 | 4 | 13 |  |  | 108 | 36 | 0.0187 | 0.15 | 0.6612 | 0 | 0 | 0
| 1910 | 4 | 13 |  |  | 108 | 36 | 0.0187 | 0.15 | 0.6612 | 0 | 0 | 0
| 1911 | 4 | 13 |  |  | 108 | 36 | 0.0187 | 0.15 | 0.6612 | 0 | 0 | 0
| 1912 | 4 | 13 |  |  | 108 | 36 | 0.0187 | 0.15 | 0.6612 | 0 | 0 | 0
| 1913 | 4 | 13 |  |  | 108 | 36 | 0.0187 | 0.15 | 0.6612 | 0 | 0 | 0
| 1914 | 4 | 13 |  |  | 108 | 36 | 0.0187 | 0.15 | 0.6612 | 0 | 0 | 0
| 1915 | 4 | 13 |  |  | 108 | 36 | 0.0187 | 0.15 | 0.6612 | 0 | 0 | 0
| 1916 | 4 | 13 |  |  | 108 | 36 | 0.0187 | 0.15 | 0.6612 | 0 | 0 | 0
| 1917 | 4 | 13 |  |  | 108 | 36 | 0.0187 | 0.15 | 0.6612 | 0 | 0 | 0
| 1918 | 4 | 13 |  |  | 108 | 36 | 0.0187 | 0.15 | 0.6612 | 0 | 0 | 0
| 1919 | 4 | 13 |  |  | 108 | 36 | 0.0187 | 0.15 | 0.6612 | 0 | 0 | 0
| 1920 | 4 | 13 |  |  | 108 | 36 | 0.0187 | 0.15 | 0.6612 | 0 | 0 | 0
| 1921 | 4 | 13 |  |  | 108 | 36 | 0.0187 | 0.15 | 0.6612 | 0 | 0 | 0
| 1922 | 4 | 13 |  |  | 108 | 36 | 0.0187 | 0.15 | 0.6612 | 0 | 0 | 0
| 1923 | 4 | 13 |  |  | 108 | 36 | 0.0187 | 0.15 | 0.6612 | 0 | 0 | 0
| 1924 | 4 | 13 |  |  | 108 | 36 | 0.0187 | 0.15 | 0.6612 | 0 | 0 | 0
| 1925 | 4 | 13 |  |  | 108 | 36 | 0.0187 | 0.15 | 0.6612 | 0 | 0 | 0
| 1926 | 4 | 13 |  |  | 108 | 36 | 0.0187 | 0.15 | 0.6612 | 0 | 0 | 0
| 1927 | 4 | 13 |  |  | 108 | 36 | 0.0187 | 0.15 | 0.6612 | 0 | 0 | 0
| 1928 | 4 | 13 |  |  | 108 | 36 | 0.0187 | 0.15 | 0.6612 | 0 | 0 | 0
| 1929 | 4 | 13 |  |  | 108 | 36 | 0.0187 | 0.15 | 0.6612 | 0 | 0 | 0
| 1930 | 4 | 13 |  |  | 108 | 36 | 0.0187 | 0.15 | 0.6612 | 0 | 0 | 0
| 1931 | 4 | 13 |  |  | 108 | 36 | 0.0187 | 0.15 | 0.6612 | 0 | 0 | 0
| 1932 | 4 | 13 |  |  | 108 | 36 | 0.0187 | 0.15 | 0.6612 | 0 | 0 | 0
| 1933 | 4 | 13 |  |  | 108 | 36 | 0.0187 | 0.15 | 0.6612 | 0 | 0 | 0
| 1934 | 4 | 13 |  |  | 108 | 36 | 0.0187 | 0.15 | 0.6612 | 0 | 0 | 0
| 1935 | 4 | 13 |  |  | 108 | 36 | 0.0187 | 0.15 | 0.6612 | 0 | 0 | 0
| 1936 | 4 | 13 |  |  | 108 | 36 | 0.0187 | 0.15 | 0.6612 | 0 | 0 | 0
| 1937 | 4 | 13 |  |  | 108 | 36 | 0.0187 | 0.15 | 0.6612 | 0 | 0 | 0
| 1938 | 4 | 13 |  |  | 108 | 36 | 0.0187 | 0.15 | 0.6612 | 0 | 0 | 0
| 1939 | 4 | 13 |  |  | 108 | 36 | 0.0187 | 0.15 | 0.6612 | 0 | 0 | 0
| 1940 | 4 | 13 |  |  | 108 | 36 | 0.0187 | 0.15 | 0.6612 | 0 | 0 | 0
| 1941 | 4 | 13 |  |  | 108 | 36 | 0.0187 | 0.15 | 0.6612 | 0 | 0 | 0
| 1942 | 4 | 13 |  |  | 108 | 36 | 0.0187 | 0.15 | 0.6612 | 0 | 0 | 0
| 1943 | 4 | 13 |  |  | 108 | 36 | 0.0187 | 0.15 | 0.6612 | 0 | 0 | 0
| 1944 | 4 | 13 |  |  | 108 | 36 | 0.0187 | 0.15 | 0.6612 | 0 | 0 | 0
| 1945 | 4 | 13 |  |  | 108 | 36 | 0.0187 | 0.15 | 0.6612 | 0 | 0 | 0
| 1946 | 5 | 13 |  |  | 148 | 49 | 0.0187 | 0.15 | 0.6612 | 0 | 0 | 0
| 1947 | 5 | 13 |  |  | 148 | 49 | 0.0187 | 0.15 | 0.6612 | 0 | 0 | 0
| 1948 | 5 | 13 |  |  | 148 | 49 | 0.0187 | 0.15 | 0.6612 | 0 | 0 | 0
| 1949 | 5 | 13 |  |  | 148 | 49 | 0.0187 | 0.15 | 0.6612 | 0 | 0 | 0
| 1950 | 5 | 13 |  |  | 148 | 49 | 0.0187 | 0.15 | 0.6612 | 0 | 0 | 0
| 1951 | 5 | 13 |  |  | 148 | 49 | 0.0187 | 0.15 | 0.6612 | 0 | 0 | 0
| 1952 | 5 | 13 |  |  | 148 | 49 | 0.0187 | 0.15 | 0.6612 | 0 | 0 | 0
| 1953 | 5 | 13 |  |  | 148 | 49 | 0.0187 | 0.15 | 0.6612 | 0 | 0 | 0
| 1954 | 5 | 13 |  |  | 148 | 49 | 0.0187 | 0.15 | 0.6612 | 0 | 0 | 0
| 1955 | 5 | 13 |  |  | 148 | 49 | 0.0187 | 0.15 | 0.6612 | 0 | 0 | 0
| 1956 | 5 | 13 |  |  | 148 | 49 | 0.0187 | 0.15 | 0.6612 | 0 | 0 | 0
| 1957 | 5 | 13 |  |  | 148 | 49 | 0.0187 | 0.15 | 0.6612 | 0 | 0 | 0
| 1958 | 5 | 13 |  |  | 148 | 49 | 0.0187 | 0.15 | 0.6612 | 0 | 0 | 0
| 1959 | 5 | 13 |  |  | 148 | 49 | 0.0187 | 0.15 | 0.6612 | 0 | 0 | 0
| 1960 | 5 | 13 |  |  | 148 | 49 | 0.0187 | 0.15 | 0.6612 | 0 | 0 | 0
| 1961 | 5 | 13 |  |  | 148 | 49 | 0.0187 | 0.15 | 0.6612 | 0 | 0 | 0
| 1962 | 5 | 13 |  |  | 148 | 49 | 0.0187 | 0.15 | 0.6612 | 0 | 0 | 0
| 1963 | 5 | 13 |  |  | 148 | 49 | 0.0187 | 0.15 | 0.6612 | 0 | 0 | 0
| 1964 | 5 | 13 |  |  | 148 | 49 | 0.0187 | 0.15 | 0.6612 | 0 | 0 | 0
| 1965 | 5 | 13 |  |  | 148 | 49 | 0.0187 | 0.15 | 0.6612 | 0 | 0 | 0
| 1966 | 7 | 13 |  |  | 205 | 70 | 0.0187 | 0.15 | 0.6612 | 0 | 0 | 0
| 1967 | 7 | 13 |  |  | 205 | 70 | 0.0187 | 0.15 | 0.6612 | 0 | 0 | 0
| 1968 | 8 | 13 |  |  | 280 | 95 | 0.0187 | 0.15 | 0.6612 | 0 | 0 | 0
| 1969 | 8 | 13 |  |  | 280 | 95 | 0.0187 | 0.15 | 0.6612 | 0 | 0 | 0
| 1970 | 8 | 13 |  |  | 280 | 95 | 0.0187 | 0.15 | 0.6612 | 0 | 0 | 0
| 1971 | 8 | 13 |  |  | 280 | 95 | 0.0187 | 0.15 | 0.6612 | 0 | 0 | 0
| 1972 | 8 | 13 |  |  | 280 | 95 | 0.0187 | 0.15 | 0.6612 | 0 | 0 | 0
| 1973 | 8 | 13 |  |  | 280 | 95 | 0.0187 | 0.15 | 0.6612 | 0 | 0 | 0
| 1974 | 8 | 13 |  |  | 280 | 95 | 0.0187 | 0.15 | 0.6612 | 0 | 0 | 0
| 1975 | 8 | 13 |  |  | 280 | 95 | 0.0187 | 0.15 | 0.6612 | 0 | 0 | 0
| 1976 | 8 | 13 |  |  | 280 | 95 | 0.0187 | 0.15 | 0.6612 | 0 | 0 | 0
| 1977 | 10 | 13 |  |  | 340 | 125 | 0.0187 | 0.15 | 0.6612 | 0 | 0 | 0
| 1978 | 11 | 13 |  |  | 390 | 145 | 0.0187 | 0.15 | 0.6612 | 0 | 0 | 0
| 1979 | 11 | 13 |  |  | 390 | 145 | 0.0187 | 0.15 | 0.6612 | 0 | 0 | 0
| 1980 | 11 | 13 |  |  | 390 | 145 | 0.0187 | 0.15 | 0.6612 | 0 | 0 | 0
| 1981 | 11 | 13 |  |  | 390 | 145 | 0.0187 | 0.15 | 0.6612 | 0 | 0 | 0
| 1982 | 4 | 14 |  |  | 108 | 36 | 0.0187 | 0.15 | 0.6612 | 0 | 0 | 0
| 1983 | 4 | 14 |  |  | 108 | 36 | 0.0187 | 0.15 | 0.6612 | 0 | 0 | 0
| 1984 | 4 | 14 |  |  | 108 | 36 | 0.0187 | 0.15 | 0.6612 | 0 | 0 | 0
| 1985 | 4 | 14 |  |  | 108 | 36 | 0.0187 | 0.15 | 0.6612 | 0 | 0 | 0
| 1986 | 4 | 14 |  |  | 108 | 36 | 0.0187 | 0.15 | 0.6612 | 0 | 0 | 0
| 1987 | 4 | 14 |  |  | 108 | 36 | 0.0187 | 0.15 | 0.6612 | 0 | 0 | 0
| 1988 | 4 | 14 |  |  | 108 | 36 | 0.0187 | 0.15 | 0.6612 | 0 | 0 | 0
| 1989 | 4 | 14 |  |  | 108 | 36 | 0.0187 | 0.15 | 0.6612 | 0 | 0 | 0
| 1990 | 4 | 14 |  |  | 108 | 36 | 0.0187 | 0.15 | 0.6612 | 0 | 0 | 0
| 1991 | 4 | 14 |  |  | 108 | 36 | 0.0187 | 0.15 | 0.6612 | 0 | 0 | 0
| 1992 | 4 | 14 |  |  | 108 | 36 | 0.0187 | 0.15 | 0.6612 | 0 | 0 | 0
| 1993 | 4 | 14 |  |  | 108 | 36 | 0.0187 | 0.15 | 0.6612 | 0 | 0 | 0
| 1994 | 4 | 14 |  |  | 108 | 36 | 0.0187 | 0.15 | 0.6612 | 0 | 0 | 0
| 1995 | 4 | 14 |  |  | 108 | 36 | 0.0187 | 0.15 | 0.6612 | 0 | 0 | 0
| 1996 | 4 | 14 |  |  | 108 | 36 | 0.0187 | 0.15 | 0.6612 | 0 | 0 | 0
| 1997 | 4 | 14 |  |  | 108 | 36 | 0.0187 | 0.15 | 0.6612 | 0 | 0 | 0
| 1998 | 4 | 14 |  |  | 108 | 36 | 0.0187 | 0.15 | 0.6612 | 0 | 0 | 0
| 1999 | 4 | 14 |  |  | 108 | 36 | 0.0187 | 0.15 | 0.6612 | 0 | 0 | 0
| 2000 | 4 | 14 |  |  | 108 | 36 | 0.0187 | 0.15 | 0.6612 | 0 | 0 | 0
| 2001 | 4 | 14 |  |  | 108 | 36 | 0.0187 | 0.15 | 0.6612 | 0 | 0 | 0
| 2002 | 4 | 14 |  |  | 108 | 36 | 0.0187 | 0.15 | 0.6612 | 0 | 0 | 0
| 2003 | 4 | 14 |  |  | 108 | 36 | 0.0187 | 0.15 | 0.6612 | 0 | 0 | 0
| 2004 | 4 | 14 |  |  | 108 | 36 | 0.0187 | 0.15 | 0.6612 | 0 | 0 | 0
| 2005 | 4 | 14 |  |  | 108 | 36 | 0.0187 | 0.15 | 0.6612 | 0 | 0 | 0
| 2006 | 4 | 14 |  |  | 108 | 36 | 0.0187 | 0.15 | 0.6612 | 0 | 0 | 0
| 2007 | 4 | 14 |  |  | 108 | 36 | 0.0187 | 0.15 | 0.6612 | 0 | 0 | 0
| 2008 | 4 | 14 |  |  | 108 | 36 | 0.0187 | 0.15 | 0.6612 | 0 | 0 | 0
| 2009 | 4 | 14 |  |  | 108 | 36 | 0.0187 | 0.15 | 0.6612 | 0 | 0 | 0
| 2010 | 4 | 14 |  |  | 108 | 36 | 0.0187 | 0.15 | 0.6612 | 0 | 0 | 0
| 2011 | 4 | 14 |  |  | 108 | 36 | 0.0187 | 0.15 | 0.6612 | 0 | 0 | 0
| 2012 | 4 | 14 |  |  | 108 | 36 | 0.0187 | 0.15 | 0.6612 | 0 | 0 | 0
| 2013 | 4 | 14 |  |  | 108 | 36 | 0.0187 | 0.15 | 0.6612 | 0 | 0 | 0
| 2014 | 4 | 14 |  |  | 108 | 36 | 0.0187 | 0.15 | 0.6612 | 0 | 0 | 0
| 2015 | 4 | 14 |  |  | 108 | 36 | 0.0187 | 0.15 | 0.6612 | 0 | 0 | 0
| 2016 | 4 | 14 |  |  | 108 | 36 | 0.0187 | 0.15 | 0.6612 | 0 | 0 | 0
| 2017 | 4 | 14 |  |  | 108 | 36 | 0.0187 | 0.15 | 0.6612 | 0 | 0 | 0
| 2018 | 4 | 14 |  |  | 108 | 36 | 0.0187 | 0.15 | 0.6612 | 0 | 0 | 0
| 2019 | 4 | 14 |  |  | 108 | 36 | 0.0187 | 0.15 | 0.6612 | 0 | 0 | 0
| 2020 | 4 | 14 |  |  | 108 | 36 | 0.0187 | 0.15 | 0.6612 | 0 | 0 | 0
| 2021 | 4 | 14 |  |  | 108 | 36 | 0.0187 | 0.15 | 0.6612 | 0 | 0 | 0
| 2022 | 4 | 14 |  |  | 108 | 36 | 0.0187 | 0.15 | 0.6612 | 0 | 0 | 0
| 2023 | 4 | 14 |  |  | 108 | 36 | 0.0187 | 0.15 | 0.6612 | 0 | 0 | 0
| 2024 | 4 | 14 |  |  | 108 | 36 | 0.0187 | 0.15 | 0.6612 | 0 | 0 | 0
| 2025 | 4 | 14 |  |  | 108 | 36 | 0.0187 | 0.15 | 0.6612 | 0 | 0 | 0
| 2026 | 4 | 14 |  |  | 108 | 36 | 0.0187 | 0.15 | 0.6612 | 0 | 0 | 0
| 2027 | 4 | 14 |  |  | 108 | 36 | 0.0187 | 0.15 | 0.6612 | 0 | 0 | 0
| 2028 | 4 | 14 |  |  | 108 | 36 | 0.0187 | 0.15 | 0.6612 | 0 | 0 | 0
| 2029 | 4 | 14 |  |  | 108 | 36 | 0.0187 | 0.15 | 0.6612 | 0 | 0 | 0
| 2030 | 4 | 14 |  |  | 108 | 36 | 0.0187 | 0.15 | 0.6612 | 0 | 0 | 0
| 2031 | 4 | 14 |  |  | 108 | 36 | 0.0187 | 0.15 | 0.6612 | 0 | 0 | 0
| 2032 | 4 | 14 |  |  | 108 | 36 | 0.0187 | 0.15 | 0.6612 | 0 | 0 | 0
| 2033 | 4 | 14 |  |  | 108 | 36 | 0.0187 | 0.15 | 0.6612 | 0 | 0 | 0
| 2034 | 4 | 14 |  |  | 108 | 36 | 0.0187 | 0.15 | 0.6612 | 0 | 0 | 0
| 2035 | 4 | 14 |  |  | 108 | 36 | 0.0187 | 0.15 | 0.6612 | 0 | 0 | 0
| 2036 | 4 | 14 |  |  | 108 | 36 | 0.0187 | 0.15 | 0.6612 | 0 | 0 | 0
| 2037 | 4 | 14 |  |  | 108 | 36 | 0.0187 | 0.15 | 0.6612 | 0 | 0 | 0
| 2038 | 4 | 14 |  |  | 108 | 36 | 0.0187 | 0.15 | 0.6612 | 0 | 0 | 0
| 2039 | 4 | 14 |  |  | 108 | 36 | 0.0187 | 0.15 | 0.6612 | 0 | 0 | 0
| 2040 | 4 | 14 |  |  | 108 | 36 | 0.0187 | 0.15 | 0.6612 | 0 | 0 | 0
| 2041 | 4 | 14 |  |  | 108 | 36 | 0.0187 | 0.15 | 0.6612 | 0 | 0 | 0
| 2042 | 4 | 14 |  |  | 108 | 36 | 0.0187 | 0.15 | 0.6612 | 0 | 0 | 0
| 2043 | 4 | 14 |  |  | 108 | 36 | 0.0187 | 0.15 | 0.6612 | 0 | 0 | 0
| 2044 | 4 | 14 |  |  | 108 | 36 | 0.0187 | 0.15 | 0.6612 | 0 | 0 | 0
| 2045 | 4 | 14 |  |  | 108 | 36 | 0.0187 | 0.15 | 0.6612 | 0 | 0 | 0
| 2046 | 4 | 14 |  |  | 108 | 36 | 0.0187 | 0.15 | 0.6612 | 0 | 0 | 0
| 2047 | 4 | 14 |  |  | 108 | 36 | 0.0187 | 0.15 | 0.6612 | 0 | 0 | 0
| 2048 | 4 | 14 |  |  | 108 | 36 | 0.0187 | 0.15 | 0.6612 | 0 | 0 | 0
| 2049 | 4 | 14 |  |  | 108 | 36 | 0.0187 | 0.15 | 0.6612 | 0 | 0 | 0
| 2050 | 4 | 14 |  |  | 108 | 36 | 0.0187 | 0.15 | 0.6612 | 0 | 0 | 0
| 2051 | 4 | 14 |  |  | 108 | 36 | 0.0187 | 0.15 | 0.6612 | 0 | 0 | 0
| 2052 | 4 | 14 |  |  | 108 | 36 | 0.0187 | 0.15 | 0.6612 | 0 | 0 | 0
| 2053 | 4 | 14 |  |  | 108 | 36 | 0.0187 | 0.15 | 0.6612 | 0 | 0 | 0
| 2054 | 8 | 14 |  |  | 280 | 95 | 0.0187 | 0.15 | 0.6612 | 0 | 0 | 0
| 2055 | 8 | 14 |  |  | 280 | 95 | 0.0187 | 0.15 | 0.6612 | 0 | 0 | 0
| 2056 | 8 | 14 |  |  | 280 | 95 | 0.0187 | 0.15 | 0.6612 | 0 | 0 | 0
| 2057 | 10 | 14 |  |  | 340 | 125 | 0.0187 | 0.15 | 0.6612 | 0 | 0 | 0
| 2058 | 10 | 14 |  |  | 340 | 125 | 0.0187 | 0.15 | 0.6612 | 0 | 0 | 0
| 2059 | 10 | 14 |  |  | 340 | 125 | 0.0187 | 0.15 | 0.6612 | 0 | 0 | 0
| 2060 | 10 | 14 |  |  | 340 | 125 | 0.0187 | 0.15 | 0.6612 | 0 | 0 | 0
| 2061 | 10 | 14 |  |  | 340 | 125 | 0.0187 | 0.15 | 0.6612 | 0 | 0 | 0
| 2062 | 10 | 14 |  |  | 340 | 125 | 0.0187 | 0.15 | 0.6612 | 0 | 0 | 0
| 2063 | 10 | 14 |  |  | 340 | 125 | 0.0187 | 0.15 | 0.6612 | 0 | 0 | 0
| 2064 | 11 | 14 |  |  | 390 | 145 | 0.0187 | 0.15 | 0.6612 | 0 | 0 | 0
| 2065 | 11 | 14 |  |  | 390 | 145 | 0.0187 | 0.15 | 0.6612 | 0 | 0 | 0
| 2066 | 11 | 14 |  |  | 390 | 145 | 0.0187 | 0.15 | 0.6612 | 0 | 0 | 0
| 2067 | 12 | 14 |  |  | 433 | 165 | 0.0187 | 0.15 | 0.6612 | 0 | 0 | 0
| 2068 | 12 | 14 |  |  | 433 | 165 | 0.0187 | 0.15 | 0.6612 | 0 | 0 | 0
| 2069 | 12 | 14 |  |  | 433 | 165 | 0.0187 | 0.15 | 0.6612 | 0 | 0 | 0
| 2070 | 12 | 14 |  |  | 433 | 165 | 0.0187 | 0.15 | 0.6612 | 0 | 0 | 0
| 2071 | 13 | 15 |  |  | 580 | 220 | 0.0187 | 0.15 | 0.6612 | 0 | 0 | 0
| 2072 | 3 | 15 |  |  | 92 | 31 | 0.0187 | 0.15 | 0.6612 | 0 | 0 | 0
| 2073 | 4 | 15 |  |  | 108 | 36 | 0.0187 | 0.15 | 0.6612 | 0 | 0 | 0
| 2074 | 4 | 15 |  |  | 108 | 36 | 0.0187 | 0.15 | 0.6612 | 0 | 0 | 0
| 2075 | 4 | 15 |  |  | 108 | 36 | 0.0187 | 0.15 | 0.6612 | 0 | 0 | 0
| 2076 | 4 | 15 |  |  | 108 | 36 | 0.0187 | 0.15 | 0.6612 | 0 | 0 | 0
| 2077 | 4 | 15 |  |  | 108 | 36 | 0.0187 | 0.15 | 0.6612 | 0 | 0 | 0
| 2078 | 4 | 15 |  |  | 108 | 36 | 0.0187 | 0.15 | 0.6612 | 0 | 0 | 0
| 2079 | 4 | 15 |  |  | 108 | 36 | 0.0187 | 0.15 | 0.6612 | 0 | 0 | 0
| 2080 | 4 | 15 |  |  | 108 | 36 | 0.0187 | 0.15 | 0.6612 | 0 | 0 | 0
| 2081 | 4 | 15 |  |  | 108 | 36 | 0.0187 | 0.15 | 0.6612 | 0 | 0 | 0
| 2082 | 4 | 15 |  |  | 108 | 36 | 0.0187 | 0.15 | 0.6612 | 0 | 0 | 0
| 2083 | 4 | 15 |  |  | 108 | 36 | 0.0187 | 0.15 | 0.6612 | 0 | 0 | 0
| 2084 | 4 | 15 |  |  | 108 | 36 | 0.0187 | 0.15 | 0.6612 | 0 | 0 | 0
| 2085 | 4 | 15 |  |  | 108 | 36 | 0.0187 | 0.15 | 0.6612 | 0 | 0 | 0
| 2086 | 4 | 15 |  |  | 108 | 36 | 0.0187 | 0.15 | 0.6612 | 0 | 0 | 0
| 2087 | 4 | 15 |  |  | 108 | 36 | 0.0187 | 0.15 | 0.6612 | 0 | 0 | 0
| 2088 | 4 | 15 |  |  | 108 | 36 | 0.0187 | 0.15 | 0.6612 | 0 | 0 | 0
| 2089 | 4 | 15 |  |  | 108 | 36 | 0.0187 | 0.15 | 0.6612 | 0 | 0 | 0
| 2090 | 4 | 15 |  |  | 108 | 36 | 0.0187 | 0.15 | 0.6612 | 0 | 0 | 0
| 2091 | 4 | 15 |  |  | 108 | 36 | 0.0187 | 0.15 | 0.6612 | 0 | 0 | 0
| 2092 | 4 | 15 |  |  | 108 | 36 | 0.0187 | 0.15 | 0.6612 | 0 | 0 | 0
| 2093 | 4 | 15 |  |  | 108 | 36 | 0.0187 | 0.15 | 0.6612 | 0 | 0 | 0
| 2094 | 5 | 15 |  |  | 148 | 49 | 0.0187 | 0.15 | 0.6612 | 0 | 0 | 0
| 2095 | 5 | 15 |  |  | 148 | 49 | 0.0187 | 0.15 | 0.6612 | 0 | 0 | 0
| 2096 | 5 | 15 |  |  | 148 | 49 | 0.0187 | 0.15 | 0.6612 | 0 | 0 | 0
| 2097 | 5 | 15 |  |  | 148 | 49 | 0.0187 | 0.15 | 0.6612 | 0 | 0 | 0
| 2098 | 5 | 15 |  |  | 148 | 49 | 0.0187 | 0.15 | 0.6612 | 0 | 0 | 0
| 2099 | 5 | 15 |  |  | 148 | 49 | 0.0187 | 0.15 | 0.6612 | 0 | 0 | 0
| 2100 | 5 | 15 |  |  | 148 | 49 | 0.0187 | 0.15 | 0.6612 | 0 | 0 | 0
| 2101 | 5 | 15 |  |  | 148 | 49 | 0.0187 | 0.15 | 0.6612 | 0 | 0 | 0
| 2102 | 5 | 15 |  |  | 148 | 49 | 0.0187 | 0.15 | 0.6612 | 0 | 0 | 0
| 2103 | 5 | 15 |  |  | 148 | 49 | 0.0187 | 0.15 | 0.6612 | 0 | 0 | 0
| 2104 | 5 | 15 |  |  | 148 | 49 | 0.0187 | 0.15 | 0.6612 | 0 | 0 | 0
| 2105 | 7 | 15 |  |  | 205 | 70 | 0.0187 | 0.15 | 0.6612 | 0 | 0 | 0
| 2106 | 8 | 15 |  |  | 280 | 95 | 0.0187 | 0.15 | 0.6612 | 0 | 0 | 0
| 2107 | 8 | 15 |  |  | 280 | 95 | 0.0187 | 0.15 | 0.6612 | 0 | 0 | 0
| 2108 | 8 | 15 |  |  | 280 | 95 | 0.0187 | 0.15 | 0.6612 | 0 | 0 | 0
| 2109 | 8 | 15 |  |  | 280 | 95 | 0.0187 | 0.15 | 0.6612 | 0 | 0 | 0
| 2110 | 8 | 15 |  |  | 280 | 95 | 0.0187 | 0.15 | 0.6612 | 0 | 0 | 0
| 2111 | 8 | 15 |  |  | 280 | 95 | 0.0187 | 0.15 | 0.6612 | 0 | 0 | 0
| 2112 | 8 | 15 |  |  | 280 | 95 | 0.0187 | 0.15 | 0.6612 | 0 | 0 | 0
| 2113 | 10 | 15 |  |  | 340 | 125 | 0.0187 | 0.15 | 0.6612 | 0 | 0 | 0
| 2114 | 11 | 15 |  |  | 390 | 145 | 0.0187 | 0.15 | 0.6612 | 0 | 0 | 0
| 2115 | 11 | 15 |  |  | 390 | 145 | 0.0187 | 0.15 | 0.6612 | 0 | 0 | 0
| 2116 | 11 | 15 |  |  | 390 | 145 | 0.0187 | 0.15 | 0.6612 | 0 | 0 | 0
| 2117 | 11 | 15 |  |  | 390 | 145 | 0.0187 | 0.15 | 0.6612 | 0 | 0 | 0
| 2118 | 11 | 15 |  |  | 390 | 145 | 0.0187 | 0.15 | 0.6612 | 0 | 0 | 0
| 2119 | 11 | 15 |  |  | 390 | 145 | 0.0187 | 0.15 | 0.6612 | 0 | 0 | 0
| 2120 | 11 | 15 |  |  | 390 | 145 | 0.0187 | 0.15 | 0.6612 | 0 | 0 | 0
| 2121 | 13 | 15 |  |  | 580 | 220 | 0.0187 | 0.15 | 0.6612 | 0 | 0 | 0
| 2122 | 13 | 15 |  |  | 580 | 220 | 0.0187 | 0.15 | 0.6612 | 0 | 0 | 0
| 2123 | 13 | 15 |  |  | 580 | 220 | 0.0187 | 0.15 | 0.6612 | 0 | 0 | 0
| 2124 | 11 | 16 |  |  | 390 | 145 | 0.0187 | 0.15 | 0.6612 | 0 | 0 | 0
| 2125 | 2 | 16 |  |  | 67 | 22 | 0.0187 | 0.15 | 0.6612 | 0 | 0 | 0
| 2126 | 2 | 16 |  |  | 67 | 22 | 0.0187 | 0.15 | 0.6612 | 0 | 0 | 0
| 2127 | 2 | 16 |  |  | 67 | 22 | 0.0187 | 0.15 | 0.6612 | 0 | 0 | 0
| 2128 | 3 | 16 |  |  | 92 | 31 | 0.0187 | 0.15 | 0.6612 | 0 | 0 | 0
| 2129 | 3 | 16 |  |  | 92 | 31 | 0.0187 | 0.15 | 0.6612 | 0 | 0 | 0
| 2130 | 4 | 16 |  |  | 108 | 36 | 0.0187 | 0.15 | 0.6612 | 0 | 0 | 0
| 2131 | 4 | 16 |  |  | 108 | 36 | 0.0187 | 0.15 | 0.6612 | 0 | 0 | 0
| 2132 | 4 | 16 |  |  | 108 | 36 | 0.0187 | 0.15 | 0.6612 | 0 | 0 | 0
| 2133 | 5 | 16 |  |  | 148 | 49 | 0.0187 | 0.15 | 0.6612 | 0 | 0 | 0
| 2134 | 7 | 16 |  |  | 205 | 70 | 0.0187 | 0.15 | 0.6612 | 0 | 0 | 0
| 2135 | 7 | 16 |  |  | 205 | 70 | 0.0187 | 0.15 | 0.6612 | 0 | 0 | 0
| 2136 | 7 | 16 |  |  | 205 | 70 | 0.0187 | 0.15 | 0.6612 | 0 | 0 | 0
| 2137 | 7 | 16 |  |  | 205 | 70 | 0.0187 | 0.15 | 0.6612 | 0 | 0 | 0
| 2138 | 7 | 16 |  |  | 205 | 70 | 0.0187 | 0.15 | 0.6612 | 0 | 0 | 0
| 2139 | 7 | 16 |  |  | 205 | 70 | 0.0187 | 0.15 | 0.6612 | 0 | 0 | 0
| 2140 | 7 | 16 |  |  | 205 | 70 | 0.0187 | 0.15 | 0.6612 | 0 | 0 | 0
| 2141 | 7 | 16 |  |  | 205 | 70 | 0.0187 | 0.15 | 0.6612 | 0 | 0 | 0
| 2142 | 8 | 16 |  |  | 280 | 95 | 0.0187 | 0.15 | 0.6612 | 0 | 0 | 0
| 2143 | 8 | 16 |  |  | 280 | 95 | 0.0187 | 0.15 | 0.6612 | 0 | 0 | 0
| 2144 | 8 | 16 |  |  | 280 | 95 | 0.0187 | 0.15 | 0.6612 | 0 | 0 | 0
| 2145 | 8 | 16 |  |  | 280 | 95 | 0.0187 | 0.15 | 0.6612 | 0 | 0 | 0
| 2146 | 8 | 16 |  |  | 280 | 95 | 0.0187 | 0.15 | 0.6612 | 0 | 0 | 0
| 2147 | 8 | 16 |  |  | 280 | 95 | 0.0187 | 0.15 | 0.6612 | 0 | 0 | 0
| 2148 | 8 | 16 |  |  | 280 | 95 | 0.0187 | 0.15 | 0.6612 | 0 | 0 | 0
| 2149 | 8 | 16 |  |  | 280 | 95 | 0.0187 | 0.15 | 0.6612 | 0 | 0 | 0
| 2150 | 8 | 16 |  |  | 280 | 95 | 0.0187 | 0.15 | 0.6612 | 0 | 0 | 0
| 2151 | 8 | 16 |  |  | 280 | 95 | 0.0187 | 0.15 | 0.6612 | 0 | 0 | 0
| 2152 | 8 | 16 |  |  | 280 | 95 | 0.0187 | 0.15 | 0.6612 | 0 | 0 | 0
| 2153 | 8 | 16 |  |  | 280 | 95 | 0.0187 | 0.15 | 0.6612 | 0 | 0 | 0
| 2154 | 8 | 16 |  |  | 280 | 95 | 0.0187 | 0.15 | 0.6612 | 0 | 0 | 0
| 2155 | 8 | 16 |  |  | 280 | 95 | 0.0187 | 0.15 | 0.6612 | 0 | 0 | 0
| 2156 | 8 | 16 |  |  | 280 | 95 | 0.0187 | 0.15 | 0.6612 | 0 | 0 | 0
| 2157 | 8 | 16 |  |  | 280 | 95 | 0.0187 | 0.15 | 0.6612 | 0 | 0 | 0
| 2158 | 10 | 16 |  |  | 340 | 125 | 0.0187 | 0.15 | 0.6612 | 0 | 0 | 0
| 2159 | 10 | 16 |  |  | 340 | 125 | 0.0187 | 0.15 | 0.6612 | 0 | 0 | 0
| 2160 | 10 | 16 |  |  | 340 | 125 | 0.0187 | 0.15 | 0.6612 | 0 | 0 | 0
| 2161 | 10 | 16 |  |  | 340 | 125 | 0.0187 | 0.15 | 0.6612 | 0 | 0 | 0
| 2162 | 10 | 16 |  |  | 340 | 125 | 0.0187 | 0.15 | 0.6612 | 0 | 0 | 0
| 2163 | 10 | 16 |  |  | 340 | 125 | 0.0187 | 0.15 | 0.6612 | 0 | 0 | 0
| 2164 | 10 | 16 |  |  | 340 | 125 | 0.0187 | 0.15 | 0.6612 | 0 | 0 | 0
| 2165 | 10 | 16 |  |  | 340 | 125 | 0.0187 | 0.15 | 0.6612 | 0 | 0 | 0
| 2166 | 10 | 16 |  |  | 340 | 125 | 0.0187 | 0.15 | 0.6612 | 0 | 0 | 0
| 2167 | 10 | 16 |  |  | 340 | 125 | 0.0187 | 0.15 | 0.6612 | 0 | 0 | 0
| 2168 | 10 | 16 |  |  | 340 | 125 | 0.0187 | 0.15 | 0.6612 | 0 | 0 | 0
| 2169 | 10 | 16 |  |  | 340 | 125 | 0.0187 | 0.15 | 0.6612 | 0 | 0 | 0
| 2170 | 11 | 16 |  |  | 390 | 145 | 0.0187 | 0.15 | 0.6612 | 0 | 0 | 0
| 2171 | 11 | 16 |  |  | 390 | 145 | 0.0187 | 0.15 | 0.6612 | 0 | 0 | 0
| 2172 | 11 | 16 |  |  | 390 | 145 | 0.0187 | 0.15 | 0.6612 | 0 | 0 | 0
| 2173 | 12 | 16 |  |  | 433 | 165 | 0.0187 | 0.15 | 0.6612 | 0 | 0 | 0
| 2174 | 12 | 16 |  |  | 433 | 165 | 0.0187 | 0.15 | 0.6612 | 0 | 0 | 0
| 2175 | 12 | 16 |  |  | 433 | 165 | 0.0187 | 0.15 | 0.6612 | 0 | 0 | 0
| 2176 | 12 | 16 |  |  | 433 | 165 | 0.0187 | 0.15 | 0.6612 | 0 | 0 | 0
| 2177 | 13 | 16 |  |  | 580 | 220 | 0.0187 | 0.15 | 0.6612 | 0 | 0 | 0
| 2178 | 4 | 17 |  |  | 108 | 36 | 0.0187 | 0.15 | 0.6612 | 0 | 0 | 0
| 2179 | 4 | 17 |  |  | 108 | 36 | 0.0187 | 0.15 | 0.6612 | 0 | 0 | 0
| 2180 | 4 | 17 |  |  | 108 | 36 | 0.0187 | 0.15 | 0.6612 | 0 | 0 | 0
| 2181 | 4 | 17 |  |  | 108 | 36 | 0.0187 | 0.15 | 0.6612 | 0 | 0 | 0
| 2182 | 4 | 17 |  |  | 108 | 36 | 0.0187 | 0.15 | 0.6612 | 0 | 0 | 0
| 2183 | 4 | 17 |  |  | 108 | 36 | 0.0187 | 0.15 | 0.6612 | 0 | 0 | 0
| 2184 | 4 | 17 |  |  | 108 | 36 | 0.0187 | 0.15 | 0.6612 | 0 | 0 | 0
| 2185 | 4 | 17 |  |  | 108 | 36 | 0.0187 | 0.15 | 0.6612 | 0 | 0 | 0
| 2186 | 4 | 17 |  |  | 108 | 36 | 0.0187 | 0.15 | 0.6612 | 0 | 0 | 0
| 2187 | 4 | 17 |  |  | 108 | 36 | 0.0187 | 0.15 | 0.6612 | 0 | 0 | 0
| 2188 | 4 | 17 |  |  | 108 | 36 | 0.0187 | 0.15 | 0.6612 | 0 | 0 | 0
| 2189 | 4 | 17 |  |  | 108 | 36 | 0.0187 | 0.15 | 0.6612 | 0 | 0 | 0
| 2190 | 4 | 17 |  |  | 108 | 36 | 0.0187 | 0.15 | 0.6612 | 0 | 0 | 0
| 2191 | 4 | 17 |  |  | 108 | 36 | 0.0187 | 0.15 | 0.6612 | 0 | 0 | 0
| 2192 | 4 | 17 |  |  | 108 | 36 | 0.0187 | 0.15 | 0.6612 | 0 | 0 | 0
| 2193 | 4 | 17 |  |  | 108 | 36 | 0.0187 | 0.15 | 0.6612 | 0 | 0 | 0
| 2194 | 4 | 17 |  |  | 108 | 36 | 0.0187 | 0.15 | 0.6612 | 0 | 0 | 0
| 2195 | 4 | 17 |  |  | 108 | 36 | 0.0187 | 0.15 | 0.6612 | 0 | 0 | 0
| 2196 | 4 | 17 |  |  | 108 | 36 | 0.0187 | 0.15 | 0.6612 | 0 | 0 | 0
| 2197 | 4 | 17 |  |  | 108 | 36 | 0.0187 | 0.15 | 0.6612 | 0 | 0 | 0
| 2198 | 5 | 17 |  |  | 148 | 49 | 0.0187 | 0.15 | 0.6612 | 0 | 0 | 0
| 2199 | 5 | 17 |  |  | 148 | 49 | 0.0187 | 0.15 | 0.6612 | 0 | 0 | 0
| 2200 | 5 | 17 |  |  | 148 | 49 | 0.0187 | 0.15 | 0.6612 | 0 | 0 | 0
| 2201 | 5 | 17 |  |  | 148 | 49 | 0.0187 | 0.15 | 0.6612 | 0 | 0 | 0
| 2202 | 5 | 17 |  |  | 148 | 49 | 0.0187 | 0.15 | 0.6612 | 0 | 0 | 0
| 2203 | 5 | 17 |  |  | 148 | 49 | 0.0187 | 0.15 | 0.6612 | 0 | 0 | 0
| 2204 | 5 | 17 |  |  | 148 | 49 | 0.0187 | 0.15 | 0.6612 | 0 | 0 | 0
| 2205 | 5 | 17 |  |  | 148 | 49 | 0.0187 | 0.15 | 0.6612 | 0 | 0 | 0
| 2206 | 5 | 17 |  |  | 148 | 49 | 0.0187 | 0.15 | 0.6612 | 0 | 0 | 0
| 2207 | 5 | 17 |  |  | 148 | 49 | 0.0187 | 0.15 | 0.6612 | 0 | 0 | 0
| 2208 | 5 | 17 |  |  | 148 | 49 | 0.0187 | 0.15 | 0.6612 | 0 | 0 | 0
| 2209 | 5 | 17 |  |  | 148 | 49 | 0.0187 | 0.15 | 0.6612 | 0 | 0 | 0
| 2210 | 5 | 17 |  |  | 148 | 49 | 0.0187 | 0.15 | 0.6612 | 0 | 0 | 0
| 2211 | 5 | 17 |  |  | 148 | 49 | 0.0187 | 0.15 | 0.6612 | 0 | 0 | 0
| 2212 | 5 | 17 |  |  | 148 | 49 | 0.0187 | 0.15 | 0.6612 | 0 | 0 | 0
| 2213 | 5 | 17 |  |  | 148 | 49 | 0.0187 | 0.15 | 0.6612 | 0 | 0 | 0
| 2214 | 5 | 17 |  |  | 148 | 49 | 0.0187 | 0.15 | 0.6612 | 0 | 0 | 0
| 2215 | 5 | 17 |  |  | 148 | 49 | 0.0187 | 0.15 | 0.6612 | 0 | 0 | 0
| 2216 | 5 | 17 |  |  | 148 | 49 | 0.0187 | 0.15 | 0.6612 | 0 | 0 | 0
| 2217 | 5 | 17 |  |  | 148 | 49 | 0.0187 | 0.15 | 0.6612 | 0 | 0 | 0
| 2218 | 4 | 17 |  |  | 108 | 36 | 0.0187 | 0.15 | 0.6612 | 0 | 0 | 0
| 2219 | 4 | 17 |  |  | 108 | 36 | 0.0187 | 0.15 | 0.6612 | 0 | 0 | 0
| 2220 | 4 | 17 |  |  | 108 | 36 | 0.0187 | 0.15 | 0.6612 | 0 | 0 | 0
| 2221 | 4 | 17 |  |  | 108 | 36 | 0.0187 | 0.15 | 0.6612 | 0 | 0 | 0
| 2222 | 4 | 17 |  |  | 108 | 36 | 0.0187 | 0.15 | 0.6612 | 0 | 0 | 0
| 2223 | 4 | 17 |  |  | 108 | 36 | 0.0187 | 0.15 | 0.6612 | 0 | 0 | 0
| 2224 | 4 | 17 |  |  | 108 | 36 | 0.0187 | 0.15 | 0.6612 | 0 | 0 | 0
| 2225 | 4 | 17 |  |  | 108 | 36 | 0.0187 | 0.15 | 0.6612 | 0 | 0 | 0
| 2226 | 4 | 17 |  |  | 108 | 36 | 0.0187 | 0.15 | 0.6612 | 0 | 0 | 0
| 2227 | 4 | 17 |  |  | 108 | 36 | 0.0187 | 0.15 | 0.6612 | 0 | 0 | 0
| 2228 | 4 | 17 |  |  | 108 | 36 | 0.0187 | 0.15 | 0.6612 | 0 | 0 | 0
| 2229 | 4 | 17 |  |  | 108 | 36 | 0.0187 | 0.15 | 0.6612 | 0 | 0 | 0
| 2230 | 4 | 17 |  |  | 108 | 36 | 0.0187 | 0.15 | 0.6612 | 0 | 0 | 0
| 2231 | 4 | 17 |  |  | 108 | 36 | 0.0187 | 0.15 | 0.6612 | 0 | 0 | 0
| 2232 | 4 | 17 |  |  | 108 | 36 | 0.0187 | 0.15 | 0.6612 | 0 | 0 | 0
| 2233 | 4 | 17 |  |  | 108 | 36 | 0.0187 | 0.15 | 0.6612 | 0 | 0 | 0
| 2234 | 4 | 17 |  |  | 108 | 36 | 0.0187 | 0.15 | 0.6612 | 0 | 0 | 0
| 2235 | 4 | 17 |  |  | 108 | 36 | 0.0187 | 0.15 | 0.6612 | 0 | 0 | 0
| 2236 | 4 | 17 |  |  | 108 | 36 | 0.0187 | 0.15 | 0.6612 | 0 | 0 | 0
| 2237 | 4 | 17 |  |  | 108 | 36 | 0.0187 | 0.15 | 0.6612 | 0 | 0 | 0
| 2238 | 4 | 17 |  |  | 108 | 36 | 0.0187 | 0.15 | 0.6612 | 0 | 0 | 0
| 2239 | 4 | 17 |  |  | 108 | 36 | 0.0187 | 0.15 | 0.6612 | 0 | 0 | 0
| 2240 | 4 | 17 |  |  | 108 | 36 | 0.0187 | 0.15 | 0.6612 | 0 | 0 | 0
| 2241 | 4 | 17 |  |  | 108 | 36 | 0.0187 | 0.15 | 0.6612 | 0 | 0 | 0
| 2242 | 4 | 17 |  |  | 108 | 36 | 0.0187 | 0.15 | 0.6612 | 0 | 0 | 0
| 2243 | 4 | 17 |  |  | 108 | 36 | 0.0187 | 0.15 | 0.6612 | 0 | 0 | 0
| 2244 | 4 | 17 |  |  | 108 | 36 | 0.0187 | 0.15 | 0.6612 | 0 | 0 | 0
| 2245 | 4 | 17 |  |  | 108 | 36 | 0.0187 | 0.15 | 0.6612 | 0 | 0 | 0
| 2246 | 4 | 17 |  |  | 108 | 36 | 0.0187 | 0.15 | 0.6612 | 0 | 0 | 0
| 2247 | 4 | 17 |  |  | 108 | 36 | 0.0187 | 0.15 | 0.6612 | 0 | 0 | 0
| 2248 | 4 | 17 |  |  | 108 | 36 | 0.0187 | 0.15 | 0.6612 | 0 | 0 | 0
| 2249 | 4 | 17 |  |  | 108 | 36 | 0.0187 | 0.15 | 0.6612 | 0 | 0 | 0
| 2250 | 4 | 17 |  |  | 108 | 36 | 0.0187 | 0.15 | 0.6612 | 0 | 0 | 0
| 2251 | 4 | 17 |  |  | 108 | 36 | 0.0187 | 0.15 | 0.6612 | 0 | 0 | 0
| 2252 | 4 | 17 |  |  | 108 | 36 | 0.0187 | 0.15 | 0.6612 | 0 | 0 | 0
| 2253 | 4 | 17 |  |  | 108 | 36 | 0.0187 | 0.15 | 0.6612 | 0 | 0 | 0
| 2254 | 4 | 17 |  |  | 108 | 36 | 0.0187 | 0.15 | 0.6612 | 0 | 0 | 0
| 2255 | 4 | 17 |  |  | 108 | 36 | 0.0187 | 0.15 | 0.6612 | 0 | 0 | 0
| 2256 | 4 | 17 |  |  | 108 | 36 | 0.0187 | 0.15 | 0.6612 | 0 | 0 | 0
| 2257 | 4 | 17 |  |  | 108 | 36 | 0.0187 | 0.15 | 0.6612 | 0 | 0 | 0
| 2258 | 4 | 17 |  |  | 108 | 36 | 0.0187 | 0.15 | 0.6612 | 0 | 0 | 0
| 2259 | 4 | 17 |  |  | 108 | 36 | 0.0187 | 0.15 | 0.6612 | 0 | 0 | 0
| 2260 | 4 | 17 |  |  | 108 | 36 | 0.0187 | 0.15 | 0.6612 | 0 | 0 | 0
| 2261 | 4 | 17 |  |  | 108 | 36 | 0.0187 | 0.15 | 0.6612 | 0 | 0 | 0
| 2262 | 4 | 17 |  |  | 108 | 36 | 0.0187 | 0.15 | 0.6612 | 0 | 0 | 0
| 2263 | 4 | 17 |  |  | 108 | 36 | 0.0187 | 0.15 | 0.6612 | 0 | 0 | 0
| 2264 | 4 | 17 |  |  | 108 | 36 | 0.0187 | 0.15 | 0.6612 | 0 | 0 | 0
| 2265 | 4 | 17 |  |  | 108 | 36 | 0.0187 | 0.15 | 0.6612 | 0 | 0 | 0
| 2266 | 4 | 17 |  |  | 108 | 36 | 0.0187 | 0.15 | 0.6612 | 0 | 0 | 0
| 2267 | 4 | 17 |  |  | 108 | 36 | 0.0187 | 0.15 | 0.6612 | 0 | 0 | 0
| 2268 | 4 | 17 |  |  | 108 | 36 | 0.0187 | 0.15 | 0.6612 | 0 | 0 | 0
| 2269 | 4 | 17 |  |  | 108 | 36 | 0.0187 | 0.15 | 0.6612 | 0 | 0 | 0
| 2270 | 4 | 17 |  |  | 108 | 36 | 0.0187 | 0.15 | 0.6612 | 0 | 0 | 0
| 2271 | 4 | 17 |  |  | 108 | 36 | 0.0187 | 0.15 | 0.6612 | 0 | 0 | 0
| 2272 | 4 | 17 |  |  | 108 | 36 | 0.0187 | 0.15 | 0.6612 | 0 | 0 | 0
| 2273 | 5 | 17 |  |  | 148 | 49 | 0.0187 | 0.15 | 0.6612 | 0 | 0 | 0
| 2274 | 5 | 17 |  |  | 148 | 49 | 0.0187 | 0.15 | 0.6612 | 0 | 0 | 0
| 2275 | 5 | 17 |  |  | 148 | 49 | 0.0187 | 0.15 | 0.6612 | 0 | 0 | 0
| 2276 | 5 | 17 |  |  | 148 | 49 | 0.0187 | 0.15 | 0.6612 | 0 | 0 | 0
| 2277 | 5 | 17 |  |  | 148 | 49 | 0.0187 | 0.15 | 0.6612 | 0 | 0 | 0
| 2278 | 5 | 17 |  |  | 148 | 49 | 0.0187 | 0.15 | 0.6612 | 0 | 0 | 0
| 2279 | 5 | 17 |  |  | 148 | 49 | 0.0187 | 0.15 | 0.6612 | 0 | 0 | 0
| 2280 | 5 | 17 |  |  | 148 | 49 | 0.0187 | 0.15 | 0.6612 | 0 | 0 | 0
| 2281 | 5 | 17 |  |  | 148 | 49 | 0.0187 | 0.15 | 0.6612 | 0 | 0 | 0
| 2282 | 5 | 17 |  |  | 148 | 49 | 0.0187 | 0.15 | 0.6612 | 0 | 0 | 0
| 2283 | 5 | 17 |  |  | 148 | 49 | 0.0187 | 0.15 | 0.6612 | 0 | 0 | 0
| 2284 | 5 | 17 |  |  | 148 | 49 | 0.0187 | 0.15 | 0.6612 | 0 | 0 | 0
| 2285 | 5 | 17 |  |  | 148 | 49 | 0.0187 | 0.15 | 0.6612 | 0 | 0 | 0
| 2286 | 5 | 17 |  |  | 148 | 49 | 0.0187 | 0.15 | 0.6612 | 0 | 0 | 0
| 2287 | 5 | 17 |  |  | 148 | 49 | 0.0187 | 0.15 | 0.6612 | 0 | 0 | 0
| 2288 | 5 | 17 |  |  | 148 | 49 | 0.0187 | 0.15 | 0.6612 | 0 | 0 | 0
| 2289 | 5 | 17 |  |  | 148 | 49 | 0.0187 | 0.15 | 0.6612 | 0 | 0 | 0
| 2290 | 5 | 17 |  |  | 148 | 49 | 0.0187 | 0.15 | 0.6612 | 0 | 0 | 0
| 2291 | 5 | 17 |  |  | 148 | 49 | 0.0187 | 0.15 | 0.6612 | 0 | 0 | 0
| 2292 | 5 | 17 |  |  | 148 | 49 | 0.0187 | 0.15 | 0.6612 | 0 | 0 | 0
| 2293 | 5 | 17 |  |  | 148 | 49 | 0.0187 | 0.15 | 0.6612 | 0 | 0 | 0
| 2294 | 5 | 17 |  |  | 148 | 49 | 0.0187 | 0.15 | 0.6612 | 0 | 0 | 0
| 2295 | 5 | 17 |  |  | 148 | 49 | 0.0187 | 0.15 | 0.6612 | 0 | 0 | 0
| 2296 | 5 | 17 |  |  | 148 | 49 | 0.0187 | 0.15 | 0.6612 | 0 | 0 | 0
| 2297 | 5 | 17 |  |  | 148 | 49 | 0.0187 | 0.15 | 0.6612 | 0 | 0 | 0
| 2298 | 5 | 17 |  |  | 148 | 49 | 0.0187 | 0.15 | 0.6612 | 0 | 0 | 0
| 2299 | 5 | 17 |  |  | 148 | 49 | 0.0187 | 0.15 | 0.6612 | 0 | 0 | 0
| 2300 | 5 | 17 |  |  | 148 | 49 | 0.0187 | 0.15 | 0.6612 | 0 | 0 | 0
| 2301 | 5 | 17 |  |  | 148 | 49 | 0.0187 | 0.15 | 0.6612 | 0 | 0 | 0
| 2302 | 5 | 17 |  |  | 148 | 49 | 0.0187 | 0.15 | 0.6612 | 0 | 0 | 0
| 2303 | 10 | 17 |  |  | 340 | 125 | 0.0187 | 0.15 | 0.6612 | 0 | 0 | 0
| 2304 | 10 | 17 |  |  | 340 | 125 | 0.0187 | 0.15 | 0.6612 | 0 | 0 | 0
| 2305 | 10 | 17 |  |  | 340 | 125 | 0.0187 | 0.15 | 0.6612 | 0 | 0 | 0
| 2306 | 10 | 17 |  |  | 340 | 125 | 0.0187 | 0.15 | 0.6612 | 0 | 0 | 0
| 2307 | 10 | 17 |  |  | 340 | 125 | 0.0187 | 0.15 | 0.6612 | 0 | 0 | 0
| 2308 | 10 | 17 |  |  | 340 | 125 | 0.0187 | 0.15 | 0.6612 | 0 | 0 | 0
| 2309 | 10 | 17 |  |  | 340 | 125 | 0.0187 | 0.15 | 0.6612 | 0 | 0 | 0
| 2310 | 10 | 17 |  |  | 340 | 125 | 0.0187 | 0.15 | 0.6612 | 0 | 0 | 0
| 2311 | 10 | 17 |  |  | 340 | 125 | 0.0187 | 0.15 | 0.6612 | 0 | 0 | 0
| 2312 | 10 | 17 |  |  | 340 | 125 | 0.0187 | 0.15 | 0.6612 | 0 | 0 | 0
| 2313 | 10 | 17 |  |  | 340 | 125 | 0.0187 | 0.15 | 0.6612 | 0 | 0 | 0
| 2314 | 10 | 17 |  |  | 340 | 125 | 0.0187 | 0.15 | 0.6612 | 0 | 0 | 0
| 2315 | 12 | 17 |  |  | 433 | 165 | 0.0187 | 0.15 | 0.6612 | 0 | 0 | 0
| 2316 | 12 | 17 |  |  | 433 | 165 | 0.0187 | 0.15 | 0.6612 | 0 | 0 | 0
| 2317 | 12 | 17 |  |  | 433 | 165 | 0.0187 | 0.15 | 0.6612 | 0 | 0 | 0
| 2318 | 12 | 17 |  |  | 433 | 165 | 0.0187 | 0.15 | 0.6612 | 0 | 0 | 0
| 2319 | 12 | 17 |  |  | 433 | 165 | 0.0187 | 0.15 | 0.6612 | 0 | 0 | 0
| 2320 | 12 | 17 |  |  | 433 | 165 | 0.0187 | 0.15 | 0.6612 | 0 | 0 | 0
| 2321 | 6 | 18 |  |  | 192 | 64 | 0.0187 | 0.15 | 0.6612 | 0 | 0 | 0
| 2322 | 6 | 18 |  |  | 192 | 64 | 0.0187 | 0.15 | 0.6612 | 0 | 0 | 0
| 2323 | 6 | 18 |  |  | 192 | 64 | 0.0187 | 0.15 | 0.6612 | 0 | 0 | 0
| 2324 | 6 | 18 |  |  | 192 | 64 | 0.0187 | 0.15 | 0.6612 | 0 | 0 | 0
| 2325 | 6 | 18 |  |  | 192 | 64 | 0.0187 | 0.15 | 0.6612 | 0 | 0 | 0
| 2326 | 6 | 18 |  |  | 192 | 64 | 0.0187 | 0.15 | 0.6612 | 0 | 0 | 0
| 2327 | 6 | 18 |  |  | 192 | 64 | 0.0187 | 0.15 | 0.6612 | 0 | 0 | 0
| 2328 | 6 | 18 |  |  | 192 | 64 | 0.0187 | 0.15 | 0.6612 | 0 | 0 | 0
| 2329 | 6 | 18 |  |  | 192 | 64 | 0.0187 | 0.15 | 0.6612 | 0 | 0 | 0
| 2330 | 6 | 18 |  |  | 192 | 64 | 0.0187 | 0.15 | 0.6612 | 0 | 0 | 0
| 2331 | 4 | 18 |  |  | 108 | 36 | 0.0187 | 0.15 | 0.6612 | 0 | 0 | 0
| 2332 | 4 | 18 |  |  | 108 | 36 | 0.0187 | 0.15 | 0.6612 | 0 | 0 | 0
| 2333 | 4 | 18 |  |  | 108 | 36 | 0.0187 | 0.15 | 0.6612 | 0 | 0 | 0
| 2334 | 4 | 18 |  |  | 108 | 36 | 0.0187 | 0.15 | 0.6612 | 0 | 0 | 0
| 2335 | 4 | 18 |  |  | 108 | 36 | 0.0187 | 0.15 | 0.6612 | 0 | 0 | 0
| 2336 | 4 | 18 |  |  | 108 | 36 | 0.0187 | 0.15 | 0.6612 | 0 | 0 | 0
| 2337 | 4 | 18 |  |  | 108 | 36 | 0.0187 | 0.15 | 0.6612 | 0 | 0 | 0
| 2338 | 4 | 18 |  |  | 108 | 36 | 0.0187 | 0.15 | 0.6612 | 0 | 0 | 0
| 2339 | 4 | 18 |  |  | 108 | 36 | 0.0187 | 0.15 | 0.6612 | 0 | 0 | 0
| 2340 | 4 | 18 |  |  | 108 | 36 | 0.0187 | 0.15 | 0.6612 | 0 | 0 | 0
| 2341 | 4 | 18 |  |  | 108 | 36 | 0.0187 | 0.15 | 0.6612 | 0 | 0 | 0
| 2342 | 4 | 18 |  |  | 108 | 36 | 0.0187 | 0.15 | 0.6612 | 0 | 0 | 0
| 2343 | 4 | 18 |  |  | 108 | 36 | 0.0187 | 0.15 | 0.6612 | 0 | 0 | 0
| 2344 | 4 | 18 |  |  | 108 | 36 | 0.0187 | 0.15 | 0.6612 | 0 | 0 | 0
| 2345 | 4 | 18 |  |  | 108 | 36 | 0.0187 | 0.15 | 0.6612 | 0 | 0 | 0
| 2346 | 4 | 18 |  |  | 108 | 36 | 0.0187 | 0.15 | 0.6612 | 0 | 0 | 0
| 2347 | 4 | 18 |  |  | 108 | 36 | 0.0187 | 0.15 | 0.6612 | 0 | 0 | 0
| 2348 | 4 | 18 |  |  | 108 | 36 | 0.0187 | 0.15 | 0.6612 | 0 | 0 | 0
| 2349 | 4 | 18 |  |  | 108 | 36 | 0.0187 | 0.15 | 0.6612 | 0 | 0 | 0
| 2350 | 4 | 18 |  |  | 108 | 36 | 0.0187 | 0.15 | 0.6612 | 0 | 0 | 0
| 2351 | 5 | 18 |  |  | 148 | 49 | 0.0187 | 0.15 | 0.6612 | 0 | 0 | 0
| 2352 | 5 | 18 |  |  | 148 | 49 | 0.0187 | 0.15 | 0.6612 | 0 | 0 | 0
| 2353 | 5 | 18 |  |  | 148 | 49 | 0.0187 | 0.15 | 0.6612 | 0 | 0 | 0
| 2354 | 5 | 18 |  |  | 148 | 49 | 0.0187 | 0.15 | 0.6612 | 0 | 0 | 0
| 2355 | 5 | 18 |  |  | 148 | 49 | 0.0187 | 0.15 | 0.6612 | 0 | 0 | 0
| 2356 | 5 | 18 |  |  | 148 | 49 | 0.0187 | 0.15 | 0.6612 | 0 | 0 | 0
| 2357 | 5 | 18 |  |  | 148 | 49 | 0.0187 | 0.15 | 0.6612 | 0 | 0 | 0
| 2358 | 5 | 18 |  |  | 148 | 49 | 0.0187 | 0.15 | 0.6612 | 0 | 0 | 0
| 2359 | 5 | 18 |  |  | 148 | 49 | 0.0187 | 0.15 | 0.6612 | 0 | 0 | 0
| 2360 | 5 | 18 |  |  | 148 | 49 | 0.0187 | 0.15 | 0.6612 | 0 | 0 | 0
| 2361 | 5 | 18 |  |  | 148 | 49 | 0.0187 | 0.15 | 0.6612 | 0 | 0 | 0
| 2362 | 5 | 18 |  |  | 148 | 49 | 0.0187 | 0.15 | 0.6612 | 0 | 0 | 0
| 2363 | 5 | 18 |  |  | 148 | 49 | 0.0187 | 0.15 | 0.6612 | 0 | 0 | 0
| 2364 | 5 | 18 |  |  | 148 | 49 | 0.0187 | 0.15 | 0.6612 | 0 | 0 | 0
| 2365 | 5 | 18 |  |  | 148 | 49 | 0.0187 | 0.15 | 0.6612 | 0 | 0 | 0
| 2366 | 5 | 18 |  |  | 148 | 49 | 0.0187 | 0.15 | 0.6612 | 0 | 0 | 0
| 2367 | 5 | 18 |  |  | 148 | 49 | 0.0187 | 0.15 | 0.6612 | 0 | 0 | 0
| 2368 | 5 | 18 |  |  | 148 | 49 | 0.0187 | 0.15 | 0.6612 | 0 | 0 | 0
| 2369 | 5 | 18 |  |  | 148 | 49 | 0.0187 | 0.15 | 0.6612 | 0 | 0 | 0
| 2370 | 5 | 18 |  |  | 148 | 49 | 0.0187 | 0.15 | 0.6612 | 0 | 0 | 0
| 2371 | 10 | 18 |  |  | 340 | 125 | 0.0187 | 0.15 | 0.6612 | 0 | 0 | 0
| 2372 | 10 | 18 |  |  | 340 | 125 | 0.0187 | 0.15 | 0.6612 | 0 | 0 | 0
| 2373 | 12 | 18 |  |  | 433 | 165 | 0.0187 | 0.15 | 0.6612 | 0 | 0 | 0
| 2374 | 6 | 18 |  |  | 192 | 64 | 0.0187 | 0.15 | 0.6612 | 0 | 0 | 0
| 2375 | 6 | 18 |  |  | 192 | 64 | 0.0187 | 0.15 | 0.6612 | 0 | 0 | 0
| 2376 | 6 | 18 |  |  | 192 | 64 | 0.0187 | 0.15 | 0.6612 | 0 | 0 | 0
| 2377 | 6 | 18 |  |  | 192 | 64 | 0.0187 | 0.15 | 0.6612 | 0 | 0 | 0
| 2378 | 6 | 18 |  |  | 192 | 64 | 0.0187 | 0.15 | 0.6612 | 0 | 0 | 0
| 2379 | 6 | 18 |  |  | 192 | 64 | 0.0187 | 0.15 | 0.6612 | 0 | 0 | 0
| 2380 | 6 | 18 |  |  | 192 | 64 | 0.0187 | 0.15 | 0.6612 | 0 | 0 | 0
| 2381 | 6 | 18 |  |  | 192 | 64 | 0.0187 | 0.15 | 0.6612 | 0 | 0 | 0
| 2382 | 6 | 18 |  |  | 192 | 64 | 0.0187 | 0.15 | 0.6612 | 0 | 0 | 0
| 2383 | 6 | 18 |  |  | 192 | 64 | 0.0187 | 0.15 | 0.6612 | 0 | 0 | 0
| 2384 | 6 | 18 |  |  | 192 | 64 | 0.0187 | 0.15 | 0.6612 | 0 | 0 | 0
| 2385 | 6 | 18 |  |  | 192 | 64 | 0.0187 | 0.15 | 0.6612 | 0 | 0 | 0
| 2386 | 6 | 18 |  |  | 192 | 64 | 0.0187 | 0.15 | 0.6612 | 0 | 0 | 0
| 2387 | 6 | 18 |  |  | 192 | 64 | 0.0187 | 0.15 | 0.6612 | 0 | 0 | 0
| 2388 | 6 | 18 |  |  | 192 | 64 | 0.0187 | 0.15 | 0.6612 | 0 | 0 | 0
| 2389 | 6 | 18 |  |  | 192 | 64 | 0.0187 | 0.15 | 0.6612 | 0 | 0 | 0
| 2390 | 6 | 18 |  |  | 192 | 64 | 0.0187 | 0.15 | 0.6612 | 0 | 0 | 0
| 2391 | 6 | 18 |  |  | 192 | 64 | 0.0187 | 0.15 | 0.6612 | 0 | 0 | 0
| 2392 | 6 | 18 |  |  | 192 | 64 | 0.0187 | 0.15 | 0.6612 | 0 | 0 | 0
| 2393 | 6 | 18 |  |  | 192 | 64 | 0.0187 | 0.15 | 0.6612 | 0 | 0 | 0
| 2394 | 6 | 18 |  |  | 192 | 64 | 0.0187 | 0.15 | 0.6612 | 0 | 0 | 0
| 2395 | 6 | 18 |  |  | 192 | 64 | 0.0187 | 0.15 | 0.6612 | 0 | 0 | 0
| 2396 | 6 | 18 |  |  | 192 | 64 | 0.0187 | 0.15 | 0.6612 | 0 | 0 | 0
| 2397 | 6 | 18 |  |  | 192 | 64 | 0.0187 | 0.15 | 0.6612 | 0 | 0 | 0
| 2398 | 6 | 18 |  |  | 192 | 64 | 0.0187 | 0.15 | 0.6612 | 0 | 0 | 0
| 2399 | 3 | 18 |  |  | 92 | 31 | 0.0187 | 0.15 | 0.6612 | 0 | 0 | 0
| 2400 | 3 | 18 |  |  | 92 | 31 | 0.0187 | 0.15 | 0.6612 | 0 | 0 | 0
| 2401 | 3 | 18 |  |  | 92 | 31 | 0.0187 | 0.15 | 0.6612 | 0 | 0 | 0
| 2402 | 3 | 18 |  |  | 92 | 31 | 0.0187 | 0.15 | 0.6612 | 0 | 0 | 0
| 2403 | 3 | 18 |  |  | 92 | 31 | 0.0187 | 0.15 | 0.6612 | 0 | 0 | 0
| 2404 | 3 | 18 |  |  | 92 | 31 | 0.0187 | 0.15 | 0.6612 | 0 | 0 | 0
| 2405 | 3 | 18 |  |  | 92 | 31 | 0.0187 | 0.15 | 0.6612 | 0 | 0 | 0
| 2406 | 3 | 18 |  |  | 92 | 31 | 0.0187 | 0.15 | 0.6612 | 0 | 0 | 0
| 2407 | 3 | 18 |  |  | 92 | 31 | 0.0187 | 0.15 | 0.6612 | 0 | 0 | 0
| 2408 | 3 | 18 |  |  | 92 | 31 | 0.0187 | 0.15 | 0.6612 | 0 | 0 | 0
| 2409 | 3 | 18 |  |  | 92 | 31 | 0.0187 | 0.15 | 0.6612 | 0 | 0 | 0
| 2410 | 3 | 18 |  |  | 92 | 31 | 0.0187 | 0.15 | 0.6612 | 0 | 0 | 0
| 2411 | 3 | 18 |  |  | 92 | 31 | 0.0187 | 0.15 | 0.6612 | 0 | 0 | 0
| 2412 | 3 | 18 |  |  | 92 | 31 | 0.0187 | 0.15 | 0.6612 | 0 | 0 | 0
| 2413 | 3 | 18 |  |  | 92 | 31 | 0.0187 | 0.15 | 0.6612 | 0 | 0 | 0
| 2414 | 3 | 18 |  |  | 92 | 31 | 0.0187 | 0.15 | 0.6612 | 0 | 0 | 0
| 2415 | 3 | 18 |  |  | 92 | 31 | 0.0187 | 0.15 | 0.6612 | 0 | 0 | 0
| 2416 | 3 | 18 |  |  | 92 | 31 | 0.0187 | 0.15 | 0.6612 | 0 | 0 | 0
| 2417 | 3 | 18 |  |  | 92 | 31 | 0.0187 | 0.15 | 0.6612 | 0 | 0 | 0
| 2418 | 3 | 18 |  |  | 92 | 31 | 0.0187 | 0.15 | 0.6612 | 0 | 0 | 0
| 2419 | 3 | 18 |  |  | 92 | 31 | 0.0187 | 0.15 | 0.6612 | 0 | 0 | 0
| 2420 | 3 | 18 |  |  | 92 | 31 | 0.0187 | 0.15 | 0.6612 | 0 | 0 | 0
| 2421 | 3 | 18 |  |  | 92 | 31 | 0.0187 | 0.15 | 0.6612 | 0 | 0 | 0
| 2422 | 3 | 18 |  |  | 92 | 31 | 0.0187 | 0.15 | 0.6612 | 0 | 0 | 0
| 2423 | 3 | 18 |  |  | 92 | 31 | 0.0187 | 0.15 | 0.6612 | 0 | 0 | 0
| 2424 | 3 | 18 |  |  | 92 | 31 | 0.0187 | 0.15 | 0.6612 | 0 | 0 | 0
| 2425 | 3 | 18 |  |  | 92 | 31 | 0.0187 | 0.15 | 0.6612 | 0 | 0 | 0
| 2426 | 3 | 18 |  |  | 92 | 31 | 0.0187 | 0.15 | 0.6612 | 0 | 0 | 0
| 2427 | 3 | 18 |  |  | 92 | 31 | 0.0187 | 0.15 | 0.6612 | 0 | 0 | 0
| 2428 | 3 | 18 |  |  | 92 | 31 | 0.0187 | 0.15 | 0.6612 | 0 | 0 | 0
| 2429 | 4 | 18 |  |  | 108 | 36 | 0.0187 | 0.15 | 0.6612 | 0 | 0 | 0
| 2430 | 4 | 18 |  |  | 108 | 36 | 0.0187 | 0.15 | 0.6612 | 0 | 0 | 0
| 2431 | 4 | 18 |  |  | 108 | 36 | 0.0187 | 0.15 | 0.6612 | 0 | 0 | 0
| 2432 | 4 | 18 |  |  | 108 | 36 | 0.0187 | 0.15 | 0.6612 | 0 | 0 | 0
| 2433 | 4 | 18 |  |  | 108 | 36 | 0.0187 | 0.15 | 0.6612 | 0 | 0 | 0
| 2434 | 4 | 18 |  |  | 108 | 36 | 0.0187 | 0.15 | 0.6612 | 0 | 0 | 0
| 2435 | 4 | 18 |  |  | 108 | 36 | 0.0187 | 0.15 | 0.6612 | 0 | 0 | 0
| 2436 | 4 | 18 |  |  | 108 | 36 | 0.0187 | 0.15 | 0.6612 | 0 | 0 | 0
| 2437 | 4 | 18 |  |  | 108 | 36 | 0.0187 | 0.15 | 0.6612 | 0 | 0 | 0
| 2438 | 4 | 18 |  |  | 108 | 36 | 0.0187 | 0.15 | 0.6612 | 0 | 0 | 0
| 2439 | 4 | 18 |  |  | 108 | 36 | 0.0187 | 0.15 | 0.6612 | 0 | 0 | 0
| 2440 | 4 | 18 |  |  | 108 | 36 | 0.0187 | 0.15 | 0.6612 | 0 | 0 | 0
| 2441 | 4 | 18 |  |  | 108 | 36 | 0.0187 | 0.15 | 0.6612 | 0 | 0 | 0
| 2442 | 4 | 18 |  |  | 108 | 36 | 0.0187 | 0.15 | 0.6612 | 0 | 0 | 0
| 2443 | 4 | 18 |  |  | 108 | 36 | 0.0187 | 0.15 | 0.6612 | 0 | 0 | 0
| 2444 | 4 | 18 |  |  | 108 | 36 | 0.0187 | 0.15 | 0.6612 | 0 | 0 | 0
| 2445 | 4 | 18 |  |  | 108 | 36 | 0.0187 | 0.15 | 0.6612 | 0 | 0 | 0
| 2446 | 4 | 18 |  |  | 108 | 36 | 0.0187 | 0.15 | 0.6612 | 0 | 0 | 0
| 2447 | 4 | 18 |  |  | 108 | 36 | 0.0187 | 0.15 | 0.6612 | 0 | 0 | 0
| 2448 | 4 | 18 |  |  | 108 | 36 | 0.0187 | 0.15 | 0.6612 | 0 | 0 | 0
| 2449 | 5 | 18 |  |  | 148 | 49 | 0.0187 | 0.15 | 0.6612 | 0 | 0 | 0
| 2450 | 5 | 18 |  |  | 148 | 49 | 0.0187 | 0.15 | 0.6612 | 0 | 0 | 0
| 2451 | 5 | 18 |  |  | 148 | 49 | 0.0187 | 0.15 | 0.6612 | 0 | 0 | 0
| 2452 | 5 | 18 |  |  | 148 | 49 | 0.0187 | 0.15 | 0.6612 | 0 | 0 | 0
| 2453 | 5 | 18 |  |  | 148 | 49 | 0.0187 | 0.15 | 0.6612 | 0 | 0 | 0
| 2454 | 5 | 18 |  |  | 148 | 49 | 0.0187 | 0.15 | 0.6612 | 0 | 0 | 0
| 2455 | 5 | 18 |  |  | 148 | 49 | 0.0187 | 0.15 | 0.6612 | 0 | 0 | 0
| 2456 | 5 | 18 |  |  | 148 | 49 | 0.0187 | 0.15 | 0.6612 | 0 | 0 | 0
| 2457 | 5 | 18 |  |  | 148 | 49 | 0.0187 | 0.15 | 0.6612 | 0 | 0 | 0
| 2458 | 5 | 18 |  |  | 148 | 49 | 0.0187 | 0.15 | 0.6612 | 0 | 0 | 0
| 2459 | 5 | 18 |  |  | 148 | 49 | 0.0187 | 0.15 | 0.6612 | 0 | 0 | 0
| 2460 | 5 | 18 |  |  | 148 | 49 | 0.0187 | 0.15 | 0.6612 | 0 | 0 | 0
| 2461 | 5 | 18 |  |  | 148 | 49 | 0.0187 | 0.15 | 0.6612 | 0 | 0 | 0
| 2462 | 5 | 18 |  |  | 148 | 49 | 0.0187 | 0.15 | 0.6612 | 0 | 0 | 0
| 2463 | 5 | 18 |  |  | 148 | 49 | 0.0187 | 0.15 | 0.6612 | 0 | 0 | 0
| 2464 | 5 | 18 |  |  | 148 | 49 | 0.0187 | 0.15 | 0.6612 | 0 | 0 | 0
| 2465 | 5 | 18 |  |  | 148 | 49 | 0.0187 | 0.15 | 0.6612 | 0 | 0 | 0
| 2466 | 5 | 18 |  |  | 148 | 49 | 0.0187 | 0.15 | 0.6612 | 0 | 0 | 0
| 2467 | 5 | 18 |  |  | 148 | 49 | 0.0187 | 0.15 | 0.6612 | 0 | 0 | 0
| 2468 | 5 | 18 |  |  | 148 | 49 | 0.0187 | 0.15 | 0.6612 | 0 | 0 | 0
| 2469 | 5 | 18 |  |  | 148 | 49 | 0.0187 | 0.15 | 0.6612 | 0 | 0 | 0
| 2470 | 5 | 18 |  |  | 148 | 49 | 0.0187 | 0.15 | 0.6612 | 0 | 0 | 0
| 2471 | 5 | 18 |  |  | 148 | 49 | 0.0187 | 0.15 | 0.6612 | 0 | 0 | 0
| 2472 | 5 | 18 |  |  | 148 | 49 | 0.0187 | 0.15 | 0.6612 | 0 | 0 | 0
| 2473 | 5 | 18 |  |  | 148 | 49 | 0.0187 | 0.15 | 0.6612 | 0 | 0 | 0
| 2474 | 5 | 18 |  |  | 148 | 49 | 0.0187 | 0.15 | 0.6612 | 0 | 0 | 0
| 2475 | 5 | 18 |  |  | 148 | 49 | 0.0187 | 0.15 | 0.6612 | 0 | 0 | 0
| 2476 | 5 | 18 |  |  | 148 | 49 | 0.0187 | 0.15 | 0.6612 | 0 | 0 | 0
| 2477 | 5 | 18 |  |  | 148 | 49 | 0.0187 | 0.15 | 0.6612 | 0 | 0 | 0
| 2478 | 5 | 18 |  |  | 148 | 49 | 0.0187 | 0.15 | 0.6612 | 0 | 0 | 0
| 2479 | 8 | 18 |  |  | 280 | 95 | 0.0187 | 0.15 | 0.6612 | 0 | 0 | 0
| 2480 | 8 | 18 |  |  | 280 | 95 | 0.0187 | 0.15 | 0.6612 | 0 | 0 | 0
| 2481 | 8 | 18 |  |  | 280 | 95 | 0.0187 | 0.15 | 0.6612 | 0 | 0 | 0
| 2482 | 10 | 18 |  |  | 340 | 125 | 0.0187 | 0.15 | 0.6612 | 0 | 0 | 0
| 2483 | 10 | 18 |  |  | 340 | 125 | 0.0187 | 0.15 | 0.6612 | 0 | 0 | 0
| 2484 | 11 | 18 |  |  | 390 | 145 | 0.0187 | 0.15 | 0.6612 | 0 | 0 | 0
| 2485 | 11 | 18 |  |  | 390 | 145 | 0.0187 | 0.15 | 0.6612 | 0 | 0 | 0
| 2486 | 12 | 18 |  |  | 433 | 165 | 0.0187 | 0.15 | 0.6612 | 0 | 0 | 0
| 2487 | 12 | 18 |  |  | 433 | 165 | 0.0187 | 0.15 | 0.6612 | 0 | 0 | 0
| 2488 | 12 | 18 |  |  | 433 | 165 | 0.0187 | 0.15 | 0.6612 | 0 | 0 | 0
| 2489 | 4 | 19 |  |  | 108 | 36 | 0.0187 | 0.15 | 0.6612 | 0 | 0 | 0
| 2490 | 6 | 19 |  |  | 192 | 64 | 0.0187 | 0.15 | 0.6612 | 0 | 0 | 0
| 2491 | 6 | 19 |  |  | 192 | 64 | 0.0187 | 0.15 | 0.6612 | 0 | 0 | 0
| 2492 | 6 | 19 |  |  | 192 | 64 | 0.0187 | 0.15 | 0.6612 | 0 | 0 | 0
| 2493 | 6 | 19 |  |  | 192 | 64 | 0.0187 | 0.15 | 0.6612 | 0 | 0 | 0
| 2494 | 6 | 19 |  |  | 192 | 64 | 0.0187 | 0.15 | 0.6612 | 0 | 0 | 0
| 2495 | 6 | 19 |  |  | 192 | 64 | 0.0187 | 0.15 | 0.6612 | 0 | 0 | 0
| 2496 | 6 | 19 |  |  | 192 | 64 | 0.0187 | 0.15 | 0.6612 | 0 | 0 | 0
| 2497 | 6 | 19 |  |  | 192 | 64 | 0.0187 | 0.15 | 0.6612 | 0 | 0 | 0
| 2498 | 6 | 19 |  |  | 192 | 64 | 0.0187 | 0.15 | 0.6612 | 0 | 0 | 0
| 2499 | 6 | 19 |  |  | 192 | 64 | 0.0187 | 0.15 | 0.6612 | 0 | 0 | 0
| 2500 | 6 | 19 |  |  | 192 | 64 | 0.0187 | 0.15 | 0.6612 | 0 | 0 | 0
| 2501 | 6 | 19 |  |  | 192 | 64 | 0.0187 | 0.15 | 0.6612 | 0 | 0 | 0
| 2502 | 6 | 19 |  |  | 192 | 64 | 0.0187 | 0.15 | 0.6612 | 0 | 0 | 0
| 2503 | 6 | 19 |  |  | 192 | 64 | 0.0187 | 0.15 | 0.6612 | 0 | 0 | 0
| 2504 | 6 | 19 |  |  | 192 | 64 | 0.0187 | 0.15 | 0.6612 | 0 | 0 | 0
| 2505 | 6 | 19 |  |  | 192 | 64 | 0.0187 | 0.15 | 0.6612 | 0 | 0 | 0
| 2506 | 6 | 19 |  |  | 192 | 64 | 0.0187 | 0.15 | 0.6612 | 0 | 0 | 0
| 2507 | 6 | 19 |  |  | 192 | 64 | 0.0187 | 0.15 | 0.6612 | 0 | 0 | 0
| 2508 | 6 | 19 |  |  | 192 | 64 | 0.0187 | 0.15 | 0.6612 | 0 | 0 | 0
| 2509 | 6 | 19 |  |  | 192 | 64 | 0.0187 | 0.15 | 0.6612 | 0 | 0 | 0
| 2510 | 6 | 19 |  |  | 192 | 64 | 0.0187 | 0.15 | 0.6612 | 0 | 0 | 0
| 2511 | 6 | 19 |  |  | 192 | 64 | 0.0187 | 0.15 | 0.6612 | 0 | 0 | 0
| 2512 | 6 | 19 |  |  | 192 | 64 | 0.0187 | 0.15 | 0.6612 | 0 | 0 | 0
| 2513 | 6 | 19 |  |  | 192 | 64 | 0.0187 | 0.15 | 0.6612 | 0 | 0 | 0
| 2514 | 6 | 19 |  |  | 192 | 64 | 0.0187 | 0.15 | 0.6612 | 0 | 0 | 0
| 2515 | 6 | 19 |  |  | 192 | 64 | 0.0187 | 0.15 | 0.6612 | 0 | 0 | 0
| 2516 | 6 | 19 |  |  | 192 | 64 | 0.0187 | 0.15 | 0.6612 | 0 | 0 | 0
| 2517 | 6 | 19 |  |  | 192 | 64 | 0.0187 | 0.15 | 0.6612 | 0 | 0 | 0
| 2518 | 6 | 19 |  |  | 192 | 64 | 0.0187 | 0.15 | 0.6612 | 0 | 0 | 0
| 2519 | 6 | 19 |  |  | 192 | 64 | 0.0187 | 0.15 | 0.6612 | 0 | 0 | 0
| 2520 | 3 | 19 |  |  | 92 | 31 | 0.0187 | 0.15 | 0.6612 | 0 | 0 | 0
| 2521 | 3 | 19 |  |  | 92 | 31 | 0.0187 | 0.15 | 0.6612 | 0 | 0 | 0
| 2522 | 3 | 19 |  |  | 92 | 31 | 0.0187 | 0.15 | 0.6612 | 0 | 0 | 0
| 2523 | 3 | 19 |  |  | 92 | 31 | 0.0187 | 0.15 | 0.6612 | 0 | 0 | 0
| 2524 | 3 | 19 |  |  | 92 | 31 | 0.0187 | 0.15 | 0.6612 | 0 | 0 | 0
| 2525 | 3 | 19 |  |  | 92 | 31 | 0.0187 | 0.15 | 0.6612 | 0 | 0 | 0
| 2526 | 4 | 19 |  |  | 108 | 36 | 0.0187 | 0.15 | 0.6612 | 0 | 0 | 0
| 2527 | 4 | 19 |  |  | 108 | 36 | 0.0187 | 0.15 | 0.6612 | 0 | 0 | 0
| 2528 | 4 | 19 |  |  | 108 | 36 | 0.0187 | 0.15 | 0.6612 | 0 | 0 | 0
| 2529 | 4 | 19 |  |  | 108 | 36 | 0.0187 | 0.15 | 0.6612 | 0 | 0 | 0
| 2530 | 4 | 19 |  |  | 108 | 36 | 0.0187 | 0.15 | 0.6612 | 0 | 0 | 0
| 2531 | 4 | 19 |  |  | 108 | 36 | 0.0187 | 0.15 | 0.6612 | 0 | 0 | 0
| 2532 | 4 | 19 |  |  | 108 | 36 | 0.0187 | 0.15 | 0.6612 | 0 | 0 | 0
| 2533 | 4 | 19 |  |  | 108 | 36 | 0.0187 | 0.15 | 0.6612 | 0 | 0 | 0
| 2534 | 4 | 19 |  |  | 108 | 36 | 0.0187 | 0.15 | 0.6612 | 0 | 0 | 0
| 2535 | 4 | 19 |  |  | 108 | 36 | 0.0187 | 0.15 | 0.6612 | 0 | 0 | 0
| 2536 | 4 | 19 |  |  | 108 | 36 | 0.0187 | 0.15 | 0.6612 | 0 | 0 | 0
| 2537 | 4 | 19 |  |  | 108 | 36 | 0.0187 | 0.15 | 0.6612 | 0 | 0 | 0
| 2538 | 4 | 19 |  |  | 108 | 36 | 0.0187 | 0.15 | 0.6612 | 0 | 0 | 0
| 2539 | 4 | 19 |  |  | 108 | 36 | 0.0187 | 0.15 | 0.6612 | 0 | 0 | 0
| 2540 | 4 | 19 |  |  | 108 | 36 | 0.0187 | 0.15 | 0.6612 | 0 | 0 | 0
| 2541 | 4 | 19 |  |  | 108 | 36 | 0.0187 | 0.15 | 0.6612 | 0 | 0 | 0
| 2542 | 4 | 19 |  |  | 108 | 36 | 0.0187 | 0.15 | 0.6612 | 0 | 0 | 0
| 2543 | 4 | 19 |  |  | 108 | 36 | 0.0187 | 0.15 | 0.6612 | 0 | 0 | 0
| 2544 | 4 | 19 |  |  | 108 | 36 | 0.0187 | 0.15 | 0.6612 | 0 | 0 | 0
| 2545 | 4 | 19 |  |  | 108 | 36 | 0.0187 | 0.15 | 0.6612 | 0 | 0 | 0
| 2546 | 4 | 19 |  |  | 108 | 36 | 0.0187 | 0.15 | 0.6612 | 0 | 0 | 0
| 2547 | 4 | 19 |  |  | 108 | 36 | 0.0187 | 0.15 | 0.6612 | 0 | 0 | 0
| 2548 | 4 | 19 |  |  | 108 | 36 | 0.0187 | 0.15 | 0.6612 | 0 | 0 | 0
| 2549 | 4 | 19 |  |  | 108 | 36 | 0.0187 | 0.15 | 0.6612 | 0 | 0 | 0
| 2550 | 4 | 19 |  |  | 108 | 36 | 0.0187 | 0.15 | 0.6612 | 0 | 0 | 0
| 2551 | 4 | 19 |  |  | 108 | 36 | 0.0187 | 0.15 | 0.6612 | 0 | 0 | 0
| 2552 | 4 | 19 |  |  | 108 | 36 | 0.0187 | 0.15 | 0.6612 | 0 | 0 | 0
| 2553 | 4 | 19 |  |  | 108 | 36 | 0.0187 | 0.15 | 0.6612 | 0 | 0 | 0
| 2554 | 4 | 19 |  |  | 108 | 36 | 0.0187 | 0.15 | 0.6612 | 0 | 0 | 0
| 2555 | 5 | 19 |  |  | 148 | 49 | 0.0187 | 0.15 | 0.6612 | 0 | 0 | 0
| 2556 | 5 | 19 |  |  | 148 | 49 | 0.0187 | 0.15 | 0.6612 | 0 | 0 | 0
| 2557 | 5 | 19 |  |  | 148 | 49 | 0.0187 | 0.15 | 0.6612 | 0 | 0 | 0
| 2558 | 10 | 19 |  |  | 340 | 125 | 0.0187 | 0.15 | 0.6612 | 0 | 0 | 0
| 2559 | 12 | 19 |  |  | 433 | 165 | 0.0187 | 0.15 | 0.6612 | 0 | 0 | 0
| 2560 | 12 | 19 |  |  | 433 | 165 | 0.0187 | 0.15 | 0.6612 | 0 | 0 | 0
| 2561 | 4 | 20 |  |  | 108 | 36 | 0.0187 | 0.15 | 0.6612 | 0 | 0 | 0
| 2562 | 4 | 20 |  |  | 108 | 36 | 0.0187 | 0.15 | 0.6612 | 0 | 0 | 0
| 2563 | 4 | 20 |  |  | 108 | 36 | 0.0187 | 0.15 | 0.6612 | 0 | 0 | 0
| 2564 | 4 | 20 |  |  | 108 | 36 | 0.0187 | 0.15 | 0.6612 | 0 | 0 | 0
| 2565 | 4 | 20 |  |  | 108 | 36 | 0.0187 | 0.15 | 0.6612 | 0 | 0 | 0
| 2566 | 4 | 20 |  |  | 108 | 36 | 0.0187 | 0.15 | 0.6612 | 0 | 0 | 0
| 2567 | 4 | 20 |  |  | 108 | 36 | 0.0187 | 0.15 | 0.6612 | 0 | 0 | 0
| 2568 | 4 | 20 |  |  | 108 | 36 | 0.0187 | 0.15 | 0.6612 | 0 | 0 | 0
| 2569 | 4 | 20 |  |  | 108 | 36 | 0.0187 | 0.15 | 0.6612 | 0 | 0 | 0
| 2570 | 4 | 20 |  |  | 108 | 36 | 0.0187 | 0.15 | 0.6612 | 0 | 0 | 0
| 2571 | 4 | 20 |  |  | 108 | 36 | 0.0187 | 0.15 | 0.6612 | 0 | 0 | 0
| 2572 | 4 | 20 |  |  | 108 | 36 | 0.0187 | 0.15 | 0.6612 | 0 | 0 | 0
| 2573 | 4 | 20 |  |  | 108 | 36 | 0.0187 | 0.15 | 0.6612 | 0 | 0 | 0
| 2574 | 4 | 20 |  |  | 108 | 36 | 0.0187 | 0.15 | 0.6612 | 0 | 0 | 0
| 2575 | 4 | 20 |  |  | 108 | 36 | 0.0187 | 0.15 | 0.6612 | 0 | 0 | 0
| 2576 | 4 | 20 |  |  | 108 | 36 | 0.0187 | 0.15 | 0.6612 | 0 | 0 | 0
| 2577 | 4 | 20 |  |  | 108 | 36 | 0.0187 | 0.15 | 0.6612 | 0 | 0 | 0
| 2578 | 4 | 20 |  |  | 108 | 36 | 0.0187 | 0.15 | 0.6612 | 0 | 0 | 0
| 2579 | 4 | 20 |  |  | 108 | 36 | 0.0187 | 0.15 | 0.6612 | 0 | 0 | 0
| 2580 | 4 | 20 |  |  | 108 | 36 | 0.0187 | 0.15 | 0.6612 | 0 | 0 | 0
| 2581 | 2 | 20 |  |  | 67 | 22 | 0.0187 | 0.15 | 0.6612 | 0 | 0 | 0
| 2582 | 2 | 20 |  |  | 67 | 22 | 0.0187 | 0.15 | 0.6612 | 0 | 0 | 0
| 2583 | 2 | 20 |  |  | 67 | 22 | 0.0187 | 0.15 | 0.6612 | 0 | 0 | 0
| 2584 | 2 | 20 |  |  | 67 | 22 | 0.0187 | 0.15 | 0.6612 | 0 | 0 | 0
| 2585 | 2 | 20 |  |  | 67 | 22 | 0.0187 | 0.15 | 0.6612 | 0 | 0 | 0
| 2586 | 2 | 20 |  |  | 67 | 22 | 0.0187 | 0.15 | 0.6612 | 0 | 0 | 0
| 2587 | 2 | 20 |  |  | 67 | 22 | 0.0187 | 0.15 | 0.6612 | 0 | 0 | 0
| 2588 | 2 | 20 |  |  | 67 | 22 | 0.0187 | 0.15 | 0.6612 | 0 | 0 | 0
| 2589 | 2 | 20 |  |  | 67 | 22 | 0.0187 | 0.15 | 0.6612 | 0 | 0 | 0
| 2590 | 2 | 20 |  |  | 67 | 22 | 0.0187 | 0.15 | 0.6612 | 0 | 0 | 0
| 2591 | 2 | 20 |  |  | 67 | 22 | 0.0187 | 0.15 | 0.6612 | 0 | 0 | 0
| 2592 | 2 | 20 |  |  | 67 | 22 | 0.0187 | 0.15 | 0.6612 | 0 | 0 | 0
| 2593 | 3 | 20 |  |  | 92 | 31 | 0.0187 | 0.15 | 0.6612 | 0 | 0 | 0
| 2594 | 3 | 20 |  |  | 92 | 31 | 0.0187 | 0.15 | 0.6612 | 0 | 0 | 0
| 2595 | 3 | 20 |  |  | 92 | 31 | 0.0187 | 0.15 | 0.6612 | 0 | 0 | 0
| 2596 | 3 | 20 |  |  | 92 | 31 | 0.0187 | 0.15 | 0.6612 | 0 | 0 | 0
| 2597 | 3 | 20 |  |  | 92 | 31 | 0.0187 | 0.15 | 0.6612 | 0 | 0 | 0
| 2598 | 3 | 20 |  |  | 92 | 31 | 0.0187 | 0.15 | 0.6612 | 0 | 0 | 0
| 2599 | 3 | 20 |  |  | 92 | 31 | 0.0187 | 0.15 | 0.6612 | 0 | 0 | 0
| 2600 | 3 | 20 |  |  | 92 | 31 | 0.0187 | 0.15 | 0.6612 | 0 | 0 | 0
| 2601 | 3 | 20 |  |  | 92 | 31 | 0.0187 | 0.15 | 0.6612 | 0 | 0 | 0
| 2602 | 3 | 20 |  |  | 92 | 31 | 0.0187 | 0.15 | 0.6612 | 0 | 0 | 0
| 2603 | 3 | 20 |  |  | 92 | 31 | 0.0187 | 0.15 | 0.6612 | 0 | 0 | 0
| 2604 | 3 | 20 |  |  | 92 | 31 | 0.0187 | 0.15 | 0.6612 | 0 | 0 | 0
| 2605 | 3 | 20 |  |  | 92 | 31 | 0.0187 | 0.15 | 0.6612 | 0 | 0 | 0
| 2606 | 3 | 20 |  |  | 92 | 31 | 0.0187 | 0.15 | 0.6612 | 0 | 0 | 0
| 2607 | 3 | 20 |  |  | 92 | 31 | 0.0187 | 0.15 | 0.6612 | 0 | 0 | 0
| 2608 | 3 | 20 |  |  | 92 | 31 | 0.0187 | 0.15 | 0.6612 | 0 | 0 | 0
| 2609 | 3 | 20 |  |  | 92 | 31 | 0.0187 | 0.15 | 0.6612 | 0 | 0 | 0
| 2610 | 3 | 20 |  |  | 92 | 31 | 0.0187 | 0.15 | 0.6612 | 0 | 0 | 0
| 2611 | 3 | 20 |  |  | 92 | 31 | 0.0187 | 0.15 | 0.6612 | 0 | 0 | 0
| 2612 | 3 | 20 |  |  | 92 | 31 | 0.0187 | 0.15 | 0.6612 | 0 | 0 | 0
| 2613 | 3 | 20 |  |  | 92 | 31 | 0.0187 | 0.15 | 0.6612 | 0 | 0 | 0
| 2614 | 3 | 20 |  |  | 92 | 31 | 0.0187 | 0.15 | 0.6612 | 0 | 0 | 0
| 2615 | 3 | 20 |  |  | 92 | 31 | 0.0187 | 0.15 | 0.6612 | 0 | 0 | 0
| 2616 | 3 | 20 |  |  | 92 | 31 | 0.0187 | 0.15 | 0.6612 | 0 | 0 | 0
| 2617 | 3 | 20 |  |  | 92 | 31 | 0.0187 | 0.15 | 0.6612 | 0 | 0 | 0
| 2618 | 3 | 20 |  |  | 92 | 31 | 0.0187 | 0.15 | 0.6612 | 0 | 0 | 0
| 2619 | 3 | 20 |  |  | 92 | 31 | 0.0187 | 0.15 | 0.6612 | 0 | 0 | 0
| 2620 | 3 | 20 |  |  | 92 | 31 | 0.0187 | 0.15 | 0.6612 | 0 | 0 | 0
| 2621 | 3 | 20 |  |  | 92 | 31 | 0.0187 | 0.15 | 0.6612 | 0 | 0 | 0
| 2622 | 3 | 20 |  |  | 92 | 31 | 0.0187 | 0.15 | 0.6612 | 0 | 0 | 0
| 2623 | 3 | 20 |  |  | 92 | 31 | 0.0187 | 0.15 | 0.6612 | 0 | 0 | 0
| 2624 | 3 | 20 |  |  | 92 | 31 | 0.0187 | 0.15 | 0.6612 | 0 | 0 | 0
| 2625 | 3 | 20 |  |  | 92 | 31 | 0.0187 | 0.15 | 0.6612 | 0 | 0 | 0
| 2626 | 3 | 20 |  |  | 92 | 31 | 0.0187 | 0.15 | 0.6612 | 0 | 0 | 0
| 2627 | 3 | 20 |  |  | 92 | 31 | 0.0187 | 0.15 | 0.6612 | 0 | 0 | 0
| 2628 | 3 | 20 |  |  | 92 | 31 | 0.0187 | 0.15 | 0.6612 | 0 | 0 | 0
| 2629 | 3 | 20 |  |  | 92 | 31 | 0.0187 | 0.15 | 0.6612 | 0 | 0 | 0
| 2630 | 3 | 20 |  |  | 92 | 31 | 0.0187 | 0.15 | 0.6612 | 0 | 0 | 0
| 2631 | 3 | 20 |  |  | 92 | 31 | 0.0187 | 0.15 | 0.6612 | 0 | 0 | 0
| 2632 | 3 | 20 |  |  | 92 | 31 | 0.0187 | 0.15 | 0.6612 | 0 | 0 | 0
| 2633 | 3 | 20 |  |  | 92 | 31 | 0.0187 | 0.15 | 0.6612 | 0 | 0 | 0
| 2634 | 3 | 20 |  |  | 92 | 31 | 0.0187 | 0.15 | 0.6612 | 0 | 0 | 0
| 2635 | 3 | 20 |  |  | 92 | 31 | 0.0187 | 0.15 | 0.6612 | 0 | 0 | 0
| 2636 | 3 | 20 |  |  | 92 | 31 | 0.0187 | 0.15 | 0.6612 | 0 | 0 | 0
| 2637 | 3 | 20 |  |  | 92 | 31 | 0.0187 | 0.15 | 0.6612 | 0 | 0 | 0
| 2638 | 3 | 20 |  |  | 92 | 31 | 0.0187 | 0.15 | 0.6612 | 0 | 0 | 0
| 2639 | 3 | 20 |  |  | 92 | 31 | 0.0187 | 0.15 | 0.6612 | 0 | 0 | 0
| 2640 | 3 | 20 |  |  | 92 | 31 | 0.0187 | 0.15 | 0.6612 | 0 | 0 | 0
| 2641 | 3 | 20 |  |  | 92 | 31 | 0.0187 | 0.15 | 0.6612 | 0 | 0 | 0
| 2642 | 3 | 20 |  |  | 92 | 31 | 0.0187 | 0.15 | 0.6612 | 0 | 0 | 0
| 2643 | 3 | 20 |  |  | 92 | 31 | 0.0187 | 0.15 | 0.6612 | 0 | 0 | 0
| 2644 | 3 | 20 |  |  | 92 | 31 | 0.0187 | 0.15 | 0.6612 | 0 | 0 | 0
| 2645 | 3 | 20 |  |  | 92 | 31 | 0.0187 | 0.15 | 0.6612 | 0 | 0 | 0
| 2646 | 3 | 20 |  |  | 92 | 31 | 0.0187 | 0.15 | 0.6612 | 0 | 0 | 0
| 2647 | 3 | 20 |  |  | 92 | 31 | 0.0187 | 0.15 | 0.6612 | 0 | 0 | 0
| 2648 | 3 | 20 |  |  | 92 | 31 | 0.0187 | 0.15 | 0.6612 | 0 | 0 | 0
| 2649 | 3 | 20 |  |  | 92 | 31 | 0.0187 | 0.15 | 0.6612 | 0 | 0 | 0
| 2650 | 3 | 20 |  |  | 92 | 31 | 0.0187 | 0.15 | 0.6612 | 0 | 0 | 0
| 2651 | 3 | 20 |  |  | 92 | 31 | 0.0187 | 0.15 | 0.6612 | 0 | 0 | 0
| 2652 | 3 | 20 |  |  | 92 | 31 | 0.0187 | 0.15 | 0.6612 | 0 | 0 | 0
| 2653 | 4 | 20 |  |  | 108 | 36 | 0.0187 | 0.15 | 0.6612 | 0 | 0 | 0
| 2654 | 4 | 20 |  |  | 108 | 36 | 0.0187 | 0.15 | 0.6612 | 0 | 0 | 0
| 2655 | 4 | 20 |  |  | 108 | 36 | 0.0187 | 0.15 | 0.6612 | 0 | 0 | 0
| 2656 | 4 | 20 |  |  | 108 | 36 | 0.0187 | 0.15 | 0.6612 | 0 | 0 | 0
| 2657 | 4 | 20 |  |  | 108 | 36 | 0.0187 | 0.15 | 0.6612 | 0 | 0 | 0
| 2658 | 4 | 20 |  |  | 108 | 36 | 0.0187 | 0.15 | 0.6612 | 0 | 0 | 0
| 2659 | 4 | 20 |  |  | 108 | 36 | 0.0187 | 0.15 | 0.6612 | 0 | 0 | 0
| 2660 | 4 | 20 |  |  | 108 | 36 | 0.0187 | 0.15 | 0.6612 | 0 | 0 | 0
| 2661 | 4 | 20 |  |  | 108 | 36 | 0.0187 | 0.15 | 0.6612 | 0 | 0 | 0
| 2662 | 4 | 20 |  |  | 108 | 36 | 0.0187 | 0.15 | 0.6612 | 0 | 0 | 0
| 2663 | 4 | 20 |  |  | 108 | 36 | 0.0187 | 0.15 | 0.6612 | 0 | 0 | 0
| 2664 | 4 | 20 |  |  | 108 | 36 | 0.0187 | 0.15 | 0.6612 | 0 | 0 | 0
| 2665 | 4 | 20 |  |  | 108 | 36 | 0.0187 | 0.15 | 0.6612 | 0 | 0 | 0
| 2666 | 4 | 20 |  |  | 108 | 36 | 0.0187 | 0.15 | 0.6612 | 0 | 0 | 0
| 2667 | 4 | 20 |  |  | 108 | 36 | 0.0187 | 0.15 | 0.6612 | 0 | 0 | 0
| 2668 | 4 | 20 |  |  | 108 | 36 | 0.0187 | 0.15 | 0.6612 | 0 | 0 | 0
| 2669 | 4 | 20 |  |  | 108 | 36 | 0.0187 | 0.15 | 0.6612 | 0 | 0 | 0
| 2670 | 4 | 20 |  |  | 108 | 36 | 0.0187 | 0.15 | 0.6612 | 0 | 0 | 0
| 2671 | 4 | 20 |  |  | 108 | 36 | 0.0187 | 0.15 | 0.6612 | 0 | 0 | 0
| 2672 | 4 | 20 |  |  | 108 | 36 | 0.0187 | 0.15 | 0.6612 | 0 | 0 | 0
| 2673 | 4 | 20 |  |  | 108 | 36 | 0.0187 | 0.15 | 0.6612 | 0 | 0 | 0
| 2674 | 4 | 20 |  |  | 108 | 36 | 0.0187 | 0.15 | 0.6612 | 0 | 0 | 0
| 2675 | 4 | 20 |  |  | 108 | 36 | 0.0187 | 0.15 | 0.6612 | 0 | 0 | 0
| 2676 | 4 | 20 |  |  | 108 | 36 | 0.0187 | 0.15 | 0.6612 | 0 | 0 | 0
| 2677 | 4 | 20 |  |  | 108 | 36 | 0.0187 | 0.15 | 0.6612 | 0 | 0 | 0
| 2678 | 4 | 20 |  |  | 108 | 36 | 0.0187 | 0.15 | 0.6612 | 0 | 0 | 0
| 2679 | 5 | 20 |  |  | 148 | 49 | 0.0187 | 0.15 | 0.6612 | 0 | 0 | 0
| 2680 | 8 | 20 |  |  | 280 | 95 | 0.0187 | 0.15 | 0.6612 | 0 | 0 | 0
| 2681 | 11 | 20 |  |  | 390 | 145 | 0.0187 | 0.15 | 0.6612 | 0 | 0 | 0
| 2682 | 13 | 20 |  |  | 580 | 220 | 0.0187 | 0.15 | 0.6612 | 0 | 0 | 0
| 2683 | 15 | 20 |  |  | 855 | 290 | 0.0187 | 0.15 | 0.6612 | 0 | 0 | 0
| 2684 | 7 | 21 |  |  | 205 | 70 | 0.0187 | 0.15 | 0.6612 | 0 | 0 | 0
| 2685 | 7 | 21 |  |  | 205 | 70 | 0.0187 | 0.15 | 0.6612 | 0 | 0 | 0
| 2686 | 7 | 21 |  |  | 205 | 70 | 0.0187 | 0.15 | 0.6612 | 0 | 0 | 0
| 2687 | 12 | 33 |  |  | 433 | 165 | 0.0187 | 0.15 | 0.6612 | 0 | 0 | 0
| 2688 | 12 | 33 |  |  | 433 | 165 | 0.0187 | 0.15 | 0.6612 | 0 | 0 | 0
| 2689 | 12 | 33 |  |  | 433 | 165 | 0.0187 | 0.15 | 0.6612 | 0 | 0 | 0
| 2690 | 12 | 33 |  |  | 433 | 165 | 0.0187 | 0.15 | 0.6612 | 0 | 0 | 0
| 2691 | 12 | 33 |  |  | 433 | 165 | 0.0187 | 0.15 | 0.6612 | 0 | 0 | 0
| 2692 | 12 | 33 |  |  | 433 | 165 | 0.0187 | 0.15 | 0.6612 | 0 | 0 | 0
| 2693 | 12 | 33 |  |  | 433 | 165 | 0.0187 | 0.15 | 0.6612 | 0 | 0 | 0
| 2694 | 12 | 33 |  |  | 433 | 165 | 0.0187 | 0.15 | 0.6612 | 0 | 0 | 0
| 2695 | 10 | 33 |  |  | 340 | 125 | 0.0187 | 0.15 | 0.6612 | 0 | 0 | 0
| 2696 | 10 | 33 |  |  | 340 | 125 | 0.0187 | 0.15 | 0.6612 | 0 | 0 | 0
| 2697 | 10 | 33 |  |  | 340 | 125 | 0.0187 | 0.15 | 0.6612 | 0 | 0 | 0
| 2698 | 10 | 33 |  |  | 340 | 125 | 0.0187 | 0.15 | 0.6612 | 0 | 0 | 0
| 2699 | 10 | 33 |  |  | 340 | 125 | 0.0187 | 0.15 | 0.6612 | 0 | 0 | 0
| 2700 | 12 | 33 |  |  | 433 | 165 | 0.0187 | 0.15 | 0.6612 | 0 | 0 | 0
| 2701 | 12 | 33 |  |  | 433 | 165 | 0.0187 | 0.15 | 0.6612 | 0 | 0 | 0
| 2702 | 12 | 33 |  |  | 433 | 165 | 0.0187 | 0.15 | 0.6612 | 0 | 0 | 0
| 2703 | 12 | 33 |  |  | 433 | 165 | 0.0187 | 0.15 | 0.6612 | 0 | 0 | 0
| 2704 | 12 | 33 |  |  | 433 | 165 | 0.0187 | 0.15 | 0.6612 | 0 | 0 | 0
| 2705 | 12 | 33 |  |  | 433 | 165 | 0.0187 | 0.15 | 0.6612 | 0 | 0 | 0
| 2706 | 12 | 33 |  |  | 433 | 165 | 0.0187 | 0.15 | 0.6612 | 0 | 0 | 0
| 2707 | 12 | 33 |  |  | 433 | 165 | 0.0187 | 0.15 | 0.6612 | 0 | 0 | 0
| 2708 | 12 | 33 |  |  | 433 | 165 | 0.0187 | 0.15 | 0.6612 | 0 | 0 | 0
| 2709 | 12 | 33 |  |  | 433 | 165 | 0.0187 | 0.15 | 0.6612 | 0 | 0 | 0
| 2710 | 12 | 33 |  |  | 433 | 165 | 0.0187 | 0.15 | 0.6612 | 0 | 0 | 0
| 2711 | 12 | 33 |  |  | 433 | 165 | 0.0187 | 0.15 | 0.6612 | 0 | 0 | 0
| 2712 | 12 | 33 |  |  | 433 | 165 | 0.0187 | 0.15 | 0.6612 | 0 | 0 | 0
| 2713 | 12 | 33 |  |  | 433 | 165 | 0.0187 | 0.15 | 0.6612 | 0 | 0 | 0
| 2714 | 12 | 33 |  |  | 433 | 165 | 0.0187 | 0.15 | 0.6612 | 0 | 0 | 0
| 2715 | 12 | 33 |  |  | 433 | 165 | 0.0187 | 0.15 | 0.6612 | 0 | 0 | 0
| 2716 | 12 | 33 |  |  | 433 | 165 | 0.0187 | 0.15 | 0.6612 | 0 | 0 | 0
| 2717 | 12 | 33 |  |  | 433 | 165 | 0.0187 | 0.15 | 0.6612 | 0 | 0 | 0
| 2718 | 12 | 33 |  |  | 433 | 165 | 0.0187 | 0.15 | 0.6612 | 0 | 0 | 0
| 2719 | 12 | 33 |  |  | 433 | 165 | 0.0187 | 0.15 | 0.6612 | 0 | 0 | 0
| 2720 | 12 | 33 |  |  | 433 | 165 | 0.0187 | 0.15 | 0.6612 | 0 | 0 | 0
| 2721 | 12 | 33 |  |  | 433 | 165 | 0.0187 | 0.15 | 0.6612 | 0 | 0 | 0
| 2722 | 12 | 33 |  |  | 433 | 165 | 0.0187 | 0.15 | 0.6612 | 0 | 0 | 0
| 2723 | 12 | 33 |  |  | 433 | 165 | 0.0187 | 0.15 | 0.6612 | 0 | 0 | 0
| 2724 | 12 | 33 |  |  | 433 | 165 | 0.0187 | 0.15 | 0.6612 | 0 | 0 | 0
| 2725 | 12 | 33 |  |  | 433 | 165 | 0.0187 | 0.15 | 0.6612 | 0 | 0 | 0
| 2726 | 12 | 33 |  |  | 433 | 165 | 0.0187 | 0.15 | 0.6612 | 0 | 0 | 0
| 2727 | 12 | 33 |  |  | 433 | 165 | 0.0187 | 0.15 | 0.6612 | 0 | 0 | 0
| 2728 | 12 | 33 |  |  | 433 | 165 | 0.0187 | 0.15 | 0.6612 | 0 | 0 | 0
| 2729 | 12 | 33 |  |  | 433 | 165 | 0.0187 | 0.15 | 0.6612 | 0 | 0 | 0
| 2730 | 12 | 33 |  |  | 433 | 165 | 0.0187 | 0.15 | 0.6612 | 0 | 0 | 0
| 2731 | 12 | 33 |  |  | 433 | 165 | 0.0187 | 0.15 | 0.6612 | 0 | 0 | 0
| 2732 | 12 | 33 |  |  | 433 | 165 | 0.0187 | 0.15 | 0.6612 | 0 | 0 | 0
| 2733 | 12 | 33 |  |  | 433 | 165 | 0.0187 | 0.15 | 0.6612 | 0 | 0 | 0
| 2734 | 12 | 33 |  |  | 433 | 165 | 0.0187 | 0.15 | 0.6612 | 0 | 0 | 0
| 2735 | 12 | 33 |  |  | 433 | 165 | 0.0187 | 0.15 | 0.6612 | 0 | 0 | 0
| 2736 | 12 | 33 |  |  | 433 | 165 | 0.0187 | 0.15 | 0.6612 | 0 | 0 | 0
| 2737 | 12 | 33 |  |  | 433 | 165 | 0.0187 | 0.15 | 0.6612 | 0 | 0 | 0
| 2738 | 12 | 33 |  |  | 433 | 165 | 0.0187 | 0.15 | 0.6612 | 0 | 0 | 0
| 2739 | 12 | 33 |  |  | 433 | 165 | 0.0187 | 0.15 | 0.6612 | 0 | 0 | 0
| 2740 | 12 | 33 |  |  | 433 | 165 | 0.0187 | 0.15 | 0.6612 | 0 | 0 | 0
| 2741 | 12 | 33 |  |  | 433 | 165 | 0.0187 | 0.15 | 0.6612 | 0 | 0 | 0
| 2742 | 12 | 33 |  |  | 433 | 165 | 0.0187 | 0.15 | 0.6612 | 0 | 0 | 0
| 2743 | 12 | 33 |  |  | 433 | 165 | 0.0187 | 0.15 | 0.6612 | 0 | 0 | 0
| 2744 | 12 | 33 |  |  | 433 | 165 | 0.0187 | 0.15 | 0.6612 | 0 | 0 | 0
| 2745 | 12 | 33 |  |  | 433 | 165 | 0.0187 | 0.15 | 0.6612 | 0 | 0 | 0
| 2746 | 12 | 33 |  |  | 433 | 165 | 0.0187 | 0.15 | 0.6612 | 0 | 0 | 0
| 2747 | 12 | 33 |  |  | 433 | 165 | 0.0187 | 0.15 | 0.6612 | 0 | 0 | 0
| 2748 | 12 | 33 |  |  | 433 | 165 | 0.0187 | 0.15 | 0.6612 | 0 | 0 | 0
| 2749 | 12 | 33 |  |  | 433 | 165 | 0.0187 | 0.15 | 0.6612 | 0 | 0 | 0
| 2750 | 12 | 33 |  |  | 433 | 165 | 0.0187 | 0.15 | 0.6612 | 0 | 0 | 0
| 2751 | 13 | 33 |  |  | 580 | 220 | 0.0187 | 0.15 | 0.6612 | 0 | 0 | 0
| 2752 | 10 | 33 |  |  | 340 | 125 | 0.0187 | 0.15 | 0.6612 | 0 | 0 | 0
| 2753 | 10 | 33 |  |  | 340 | 125 | 0.0187 | 0.15 | 0.6612 | 0 | 0 | 0
| 2754 | 10 | 33 |  |  | 340 | 125 | 0.0187 | 0.15 | 0.6612 | 0 | 0 | 0
| 2755 | 10 | 33 |  |  | 340 | 125 | 0.0187 | 0.15 | 0.6612 | 0 | 0 | 0
| 2756 | 10 | 33 |  |  | 340 | 125 | 0.0187 | 0.15 | 0.6612 | 0 | 0 | 0
| 2757 | 10 | 33 |  |  | 340 | 125 | 0.0187 | 0.15 | 0.6612 | 0 | 0 | 0
| 2758 | 10 | 33 |  |  | 340 | 125 | 0.0187 | 0.15 | 0.6612 | 0 | 0 | 0
| 2759 | 10 | 33 |  |  | 340 | 125 | 0.0187 | 0.15 | 0.6612 | 0 | 0 | 0
| 2760 | 10 | 33 |  |  | 340 | 125 | 0.0187 | 0.15 | 0.6612 | 0 | 0 | 0
| 2761 | 10 | 33 |  |  | 340 | 125 | 0.0187 | 0.15 | 0.6612 | 0 | 0 | 0
| 2762 | 10 | 33 |  |  | 340 | 125 | 0.0187 | 0.15 | 0.6612 | 0 | 0 | 0
| 2763 | 10 | 33 |  |  | 340 | 125 | 0.0187 | 0.15 | 0.6612 | 0 | 0 | 0
| 2764 | 10 | 33 |  |  | 340 | 125 | 0.0187 | 0.15 | 0.6612 | 0 | 0 | 0
| 2765 | 10 | 33 |  |  | 340 | 125 | 0.0187 | 0.15 | 0.6612 | 0 | 0 | 0
| 2766 | 10 | 33 |  |  | 340 | 125 | 0.0187 | 0.15 | 0.6612 | 0 | 0 | 0
| 2767 | 10 | 33 |  |  | 340 | 125 | 0.0187 | 0.15 | 0.6612 | 0 | 0 | 0
| 2768 | 10 | 33 |  |  | 340 | 125 | 0.0187 | 0.15 | 0.6612 | 0 | 0 | 0
| 2769 | 10 | 33 |  |  | 340 | 125 | 0.0187 | 0.15 | 0.6612 | 0 | 0 | 0
| 2770 | 10 | 33 |  |  | 340 | 125 | 0.0187 | 0.15 | 0.6612 | 0 | 0 | 0
| 2771 | 10 | 33 |  |  | 340 | 125 | 0.0187 | 0.15 | 0.6612 | 0 | 0 | 0
| 2772 | 10 | 33 |  |  | 340 | 125 | 0.0187 | 0.15 | 0.6612 | 0 | 0 | 0
| 2773 | 10 | 33 |  |  | 340 | 125 | 0.0187 | 0.15 | 0.6612 | 0 | 0 | 0
| 2774 | 10 | 33 |  |  | 340 | 125 | 0.0187 | 0.15 | 0.6612 | 0 | 0 | 0
| 2775 | 10 | 33 |  |  | 340 | 125 | 0.0187 | 0.15 | 0.6612 | 0 | 0 | 0
| 2776 | 10 | 33 |  |  | 340 | 125 | 0.0187 | 0.15 | 0.6612 | 0 | 0 | 0
| 2777 | 10 | 33 |  |  | 340 | 125 | 0.0187 | 0.15 | 0.6612 | 0 | 0 | 0
| 2778 | 10 | 33 |  |  | 340 | 125 | 0.0187 | 0.15 | 0.6612 | 0 | 0 | 0
| 2779 | 10 | 33 |  |  | 340 | 125 | 0.0187 | 0.15 | 0.6612 | 0 | 0 | 0
| 2780 | 10 | 33 |  |  | 340 | 125 | 0.0187 | 0.15 | 0.6612 | 0 | 0 | 0
| 2781 | 10 | 33 |  |  | 340 | 125 | 0.0187 | 0.15 | 0.6612 | 0 | 0 | 0
| 2782 | 10 | 33 |  |  | 340 | 125 | 0.0187 | 0.15 | 0.6612 | 0 | 0 | 0
| 2783 | 12 | 33 |  |  | 433 | 165 | 0.0187 | 0.15 | 0.6612 | 0 | 0 | 0
| 2784 | 12 | 33 |  |  | 433 | 165 | 0.0187 | 0.15 | 0.6612 | 0 | 0 | 0
| 2785 | 12 | 33 |  |  | 433 | 165 | 0.0187 | 0.15 | 0.6612 | 0 | 0 | 0
| 2786 | 12 | 33 |  |  | 433 | 165 | 0.0187 | 0.15 | 0.6612 | 0 | 0 | 0
| 2787 | 12 | 33 |  |  | 433 | 165 | 0.0187 | 0.15 | 0.6612 | 0 | 0 | 0
| 2788 | 12 | 33 |  |  | 433 | 165 | 0.0187 | 0.15 | 0.6612 | 0 | 0 | 0
| 2789 | 12 | 33 |  |  | 433 | 165 | 0.0187 | 0.15 | 0.6612 | 0 | 0 | 0
| 2790 | 12 | 33 |  |  | 433 | 165 | 0.0187 | 0.15 | 0.6612 | 0 | 0 | 0
| 2791 | 12 | 33 |  |  | 433 | 165 | 0.0187 | 0.15 | 0.6612 | 0 | 0 | 0
| 2792 | 12 | 33 |  |  | 433 | 165 | 0.0187 | 0.15 | 0.6612 | 0 | 0 | 0
| 2793 | 12 | 33 |  |  | 433 | 165 | 0.0187 | 0.15 | 0.6612 | 0 | 0 | 0
| 2794 | 12 | 33 |  |  | 433 | 165 | 0.0187 | 0.15 | 0.6612 | 0 | 0 | 0
| 2795 | 12 | 33 |  |  | 433 | 165 | 0.0187 | 0.15 | 0.6612 | 0 | 0 | 0
| 2796 | 12 | 33 |  |  | 433 | 165 | 0.0187 | 0.15 | 0.6612 | 0 | 0 | 0
| 2797 | 12 | 33 |  |  | 433 | 165 | 0.0187 | 0.15 | 0.6612 | 0 | 0 | 0
| 2798 | 12 | 33 |  |  | 433 | 165 | 0.0187 | 0.15 | 0.6612 | 0 | 0 | 0
| 2799 | 12 | 33 |  |  | 433 | 165 | 0.0187 | 0.15 | 0.6612 | 0 | 0 | 0
| 2800 | 12 | 33 |  |  | 433 | 165 | 0.0187 | 0.15 | 0.6612 | 0 | 0 | 0
| 2801 | 12 | 33 |  |  | 433 | 165 | 0.0187 | 0.15 | 0.6612 | 0 | 0 | 0
| 2802 | 12 | 33 |  |  | 433 | 165 | 0.0187 | 0.15 | 0.6612 | 0 | 0 | 0
| 2803 | 12 | 33 |  |  | 433 | 165 | 0.0187 | 0.15 | 0.6612 | 0 | 0 | 0
| 2804 | 12 | 33 |  |  | 433 | 165 | 0.0187 | 0.15 | 0.6612 | 0 | 0 | 0
| 2805 | 12 | 33 |  |  | 433 | 165 | 0.0187 | 0.15 | 0.6612 | 0 | 0 | 0
| 2806 | 12 | 33 |  |  | 433 | 165 | 0.0187 | 0.15 | 0.6612 | 0 | 0 | 0
| 2807 | 12 | 33 |  |  | 433 | 165 | 0.0187 | 0.15 | 0.6612 | 0 | 0 | 0
| 2808 | 12 | 33 |  |  | 433 | 165 | 0.0187 | 0.15 | 0.6612 | 0 | 0 | 0
| 2809 | 12 | 33 |  |  | 433 | 165 | 0.0187 | 0.15 | 0.6612 | 0 | 0 | 0
| 2810 | 12 | 33 |  |  | 433 | 165 | 0.0187 | 0.15 | 0.6612 | 0 | 0 | 0
| 2811 | 12 | 33 |  |  | 433 | 165 | 0.0187 | 0.15 | 0.6612 | 0 | 0 | 0
| 2812 | 12 | 33 |  |  | 433 | 165 | 0.0187 | 0.15 | 0.6612 | 0 | 0 | 0
| 2813 | 12 | 33 |  |  | 433 | 165 | 0.0187 | 0.15 | 0.6612 | 0 | 0 | 0
| 2814 | 12 | 33 |  |  | 433 | 165 | 0.0187 | 0.15 | 0.6612 | 0 | 0 | 0
| 2815 | 12 | 33 |  |  | 433 | 165 | 0.0187 | 0.15 | 0.6612 | 0 | 0 | 0
| 2816 | 12 | 33 |  |  | 433 | 165 | 0.0187 | 0.15 | 0.6612 | 0 | 0 | 0
| 2817 | 12 | 33 |  |  | 433 | 165 | 0.0187 | 0.15 | 0.6612 | 0 | 0 | 0
| 2818 | 12 | 33 |  |  | 433 | 165 | 0.0187 | 0.15 | 0.6612 | 0 | 0 | 0
| 2819 | 12 | 33 |  |  | 433 | 165 | 0.0187 | 0.15 | 0.6612 | 0 | 0 | 0
| 2820 | 12 | 33 |  |  | 433 | 165 | 0.0187 | 0.15 | 0.6612 | 0 | 0 | 0
| 2821 | 12 | 33 |  |  | 433 | 165 | 0.0187 | 0.15 | 0.6612 | 0 | 0 | 0
| 2822 | 12 | 33 |  |  | 433 | 165 | 0.0187 | 0.15 | 0.6612 | 0 | 0 | 0
| 2823 | 12 | 33 |  |  | 433 | 165 | 0.0187 | 0.15 | 0.6612 | 0 | 0 | 0
| 2824 | 12 | 33 |  |  | 433 | 165 | 0.0187 | 0.15 | 0.6612 | 0 | 0 | 0
| 2825 | 12 | 33 |  |  | 433 | 165 | 0.0187 | 0.15 | 0.6612 | 0 | 0 | 0
| 2826 | 12 | 33 |  |  | 433 | 165 | 0.0187 | 0.15 | 0.6612 | 0 | 0 | 0
| 2827 | 12 | 33 |  |  | 433 | 165 | 0.0187 | 0.15 | 0.6612 | 0 | 0 | 0
| 2828 | 12 | 33 |  |  | 433 | 165 | 0.0187 | 0.15 | 0.6612 | 0 | 0 | 0
| 2829 | 12 | 33 |  |  | 433 | 165 | 0.0187 | 0.15 | 0.6612 | 0 | 0 | 0
| 2830 | 12 | 33 |  |  | 433 | 165 | 0.0187 | 0.15 | 0.6612 | 0 | 0 | 0
| 2831 | 12 | 33 |  |  | 433 | 165 | 0.0187 | 0.15 | 0.6612 | 0 | 0 | 0
| 2832 | 12 | 33 |  |  | 433 | 165 | 0.0187 | 0.15 | 0.6612 | 0 | 0 | 0
| 2833 | 12 | 33 |  |  | 433 | 165 | 0.0187 | 0.15 | 0.6612 | 0 | 0 | 0
| 2834 | 12 | 33 |  |  | 433 | 165 | 0.0187 | 0.15 | 0.6612 | 0 | 0 | 0
| 2835 | 12 | 33 |  |  | 433 | 165 | 0.0187 | 0.15 | 0.6612 | 0 | 0 | 0
| 2836 | 12 | 33 |  |  | 433 | 165 | 0.0187 | 0.15 | 0.6612 | 0 | 0 | 0
| 2837 | 12 | 33 |  |  | 433 | 165 | 0.0187 | 0.15 | 0.6612 | 0 | 0 | 0
| 2838 | 12 | 33 |  |  | 433 | 165 | 0.0187 | 0.15 | 0.6612 | 0 | 0 | 0
| 2839 | 12 | 33 |  |  | 433 | 165 | 0.0187 | 0.15 | 0.6612 | 0 | 0 | 0
| 2840 | 12 | 33 |  |  | 433 | 165 | 0.0187 | 0.15 | 0.6612 | 0 | 0 | 0
| 2841 | 12 | 33 |  |  | 433 | 165 | 0.0187 | 0.15 | 0.6612 | 0 | 0 | 0
| 2842 | 12 | 33 |  |  | 433 | 165 | 0.0187 | 0.15 | 0.6612 | 0 | 0 | 0
| 2843 | 12 | 33 |  |  | 433 | 165 | 0.0187 | 0.15 | 0.6612 | 0 | 0 | 0
| 2844 | 12 | 33 |  |  | 433 | 165 | 0.0187 | 0.15 | 0.6612 | 0 | 0 | 0
| 2845 | 12 | 33 |  |  | 433 | 165 | 0.0187 | 0.15 | 0.6612 | 0 | 0 | 0
| 2846 | 12 | 33 |  |  | 433 | 165 | 0.0187 | 0.15 | 0.6612 | 0 | 0 | 0
| 2847 | 12 | 33 |  |  | 433 | 165 | 0.0187 | 0.15 | 0.6612 | 0 | 0 | 0
| 2848 | 12 | 33 |  |  | 433 | 165 | 0.0187 | 0.15 | 0.6612 | 0 | 0 | 0
| 2849 | 12 | 33 |  |  | 433 | 165 | 0.0187 | 0.15 | 0.6612 | 0 | 0 | 0
| 2850 | 12 | 33 |  |  | 433 | 165 | 0.0187 | 0.15 | 0.6612 | 0 | 0 | 0
| 2851 | 12 | 33 |  |  | 433 | 165 | 0.0187 | 0.15 | 0.6612 | 0 | 0 | 0
| 2852 | 12 | 33 |  |  | 433 | 165 | 0.0187 | 0.15 | 0.6612 | 0 | 0 | 0
| 2853 | 12 | 33 |  |  | 433 | 165 | 0.0187 | 0.15 | 0.6612 | 0 | 0 | 0
| 2854 | 12 | 33 |  |  | 433 | 165 | 0.0187 | 0.15 | 0.6612 | 0 | 0 | 0
| 2855 | 12 | 33 |  |  | 433 | 165 | 0.0187 | 0.15 | 0.6612 | 0 | 0 | 0
| 2856 | 12 | 33 |  |  | 433 | 165 | 0.0187 | 0.15 | 0.6612 | 0 | 0 | 0
| 2857 | 12 | 33 |  |  | 433 | 165 | 0.0187 | 0.15 | 0.6612 | 0 | 0 | 0
| 2858 | 12 | 33 |  |  | 433 | 165 | 0.0187 | 0.15 | 0.6612 | 0 | 0 | 0
| 2859 | 12 | 33 |  |  | 433 | 165 | 0.0187 | 0.15 | 0.6612 | 0 | 0 | 0
| 2860 | 12 | 33 |  |  | 433 | 165 | 0.0187 | 0.15 | 0.6612 | 0 | 0 | 0
| 2861 | 12 | 33 |  |  | 433 | 165 | 0.0187 | 0.15 | 0.6612 | 0 | 0 | 0
| 2862 | 12 | 33 |  |  | 433 | 165 | 0.0187 | 0.15 | 0.6612 | 0 | 0 | 0
| 2863 | 12 | 33 |  |  | 433 | 165 | 0.0187 | 0.15 | 0.6612 | 0 | 0 | 0
| 2864 | 12 | 33 |  |  | 433 | 165 | 0.0187 | 0.15 | 0.6612 | 0 | 0 | 0
| 2865 | 12 | 33 |  |  | 433 | 165 | 0.0187 | 0.15 | 0.6612 | 0 | 0 | 0
| 2866 | 12 | 33 |  |  | 433 | 165 | 0.0187 | 0.15 | 0.6612 | 0 | 0 | 0
| 2867 | 12 | 33 |  |  | 433 | 165 | 0.0187 | 0.15 | 0.6612 | 0 | 0 | 0
| 2868 | 12 | 33 |  |  | 433 | 165 | 0.0187 | 0.15 | 0.6612 | 0 | 0 | 0
| 2869 | 12 | 33 |  |  | 433 | 165 | 0.0187 | 0.15 | 0.6612 | 0 | 0 | 0
| 2870 | 12 | 33 |  |  | 433 | 165 | 0.0187 | 0.15 | 0.6612 | 0 | 0 | 0
| 2871 | 12 | 33 |  |  | 433 | 165 | 0.0187 | 0.15 | 0.6612 | 0 | 0 | 0
| 2872 | 12 | 33 |  |  | 433 | 165 | 0.0187 | 0.15 | 0.6612 | 0 | 0 | 0
| 2873 | 12 | 33 |  |  | 433 | 165 | 0.0187 | 0.15 | 0.6612 | 0 | 0 | 0
| 2874 | 12 | 33 |  |  | 433 | 165 | 0.0187 | 0.15 | 0.6612 | 0 | 0 | 0
| 2875 | 12 | 33 |  |  | 433 | 165 | 0.0187 | 0.15 | 0.6612 | 0 | 0 | 0
| 2876 | 12 | 33 |  |  | 433 | 165 | 0.0187 | 0.15 | 0.6612 | 0 | 0 | 0
| 2877 | 12 | 33 |  |  | 433 | 165 | 0.0187 | 0.15 | 0.6612 | 0 | 0 | 0
| 2878 | 12 | 33 |  |  | 433 | 165 | 0.0187 | 0.15 | 0.6612 | 0 | 0 | 0
| 2879 | 12 | 33 |  |  | 433 | 165 | 0.0187 | 0.15 | 0.6612 | 0 | 0 | 0
| 2880 | 12 | 33 |  |  | 433 | 165 | 0.0187 | 0.15 | 0.6612 | 0 | 0 | 0
| 2881 | 12 | 33 |  |  | 433 | 165 | 0.0187 | 0.15 | 0.6612 | 0 | 0 | 0
| 2882 | 12 | 33 |  |  | 433 | 165 | 0.0187 | 0.15 | 0.6612 | 0 | 0 | 0
| 2883 | 12 | 33 |  |  | 433 | 165 | 0.0187 | 0.15 | 0.6612 | 0 | 0 | 0
| 2884 | 12 | 33 |  |  | 433 | 165 | 0.0187 | 0.15 | 0.6612 | 0 | 0 | 0
| 2885 | 12 | 33 |  |  | 433 | 165 | 0.0187 | 0.15 | 0.6612 | 0 | 0 | 0
| 2886 | 12 | 33 |  |  | 433 | 165 | 0.0187 | 0.15 | 0.6612 | 0 | 0 | 0
| 2887 | 12 | 33 |  |  | 433 | 165 | 0.0187 | 0.15 | 0.6612 | 0 | 0 | 0
| 2888 | 12 | 33 |  |  | 433 | 165 | 0.0187 | 0.15 | 0.6612 | 0 | 0 | 0
| 2889 | 12 | 33 |  |  | 433 | 165 | 0.0187 | 0.15 | 0.6612 | 0 | 0 | 0
| 2890 | 12 | 33 |  |  | 433 | 165 | 0.0187 | 0.15 | 0.6612 | 0 | 0 | 0
| 2891 | 12 | 33 |  |  | 433 | 165 | 0.0187 | 0.15 | 0.6612 | 0 | 0 | 0
| 2892 | 12 | 33 |  |  | 433 | 165 | 0.0187 | 0.15 | 0.6612 | 0 | 0 | 0
| 2893 | 12 | 33 |  |  | 433 | 165 | 0.0187 | 0.15 | 0.6612 | 0 | 0 | 0
| 2894 | 12 | 33 |  |  | 433 | 165 | 0.0187 | 0.15 | 0.6612 | 0 | 0 | 0
| 2895 | 12 | 33 |  |  | 433 | 165 | 0.0187 | 0.15 | 0.6612 | 0 | 0 | 0
| 2896 | 12 | 33 |  |  | 433 | 165 | 0.0187 | 0.15 | 0.6612 | 0 | 0 | 0
| 2897 | 12 | 33 |  |  | 433 | 165 | 0.0187 | 0.15 | 0.6612 | 0 | 0 | 0
| 2898 | 12 | 33 |  |  | 433 | 165 | 0.0187 | 0.15 | 0.6612 | 0 | 0 | 0
| 2899 | 12 | 33 |  |  | 433 | 165 | 0.0187 | 0.15 | 0.6612 | 0 | 0 | 0
| 2900 | 12 | 33 |  |  | 433 | 165 | 0.0187 | 0.15 | 0.6612 | 0 | 0 | 0
| 2901 | 12 | 33 |  |  | 433 | 165 | 0.0187 | 0.15 | 0.6612 | 0 | 0 | 0
| 2902 | 12 | 33 |  |  | 433 | 165 | 0.0187 | 0.15 | 0.6612 | 0 | 0 | 0
| 2903 | 12 | 33 |  |  | 433 | 165 | 0.0187 | 0.15 | 0.6612 | 0 | 0 | 0
| 2904 | 12 | 33 |  |  | 433 | 165 | 0.0187 | 0.15 | 0.6612 | 0 | 0 | 0
| 2905 | 12 | 33 |  |  | 433 | 165 | 0.0187 | 0.15 | 0.6612 | 0 | 0 | 0
| 2906 | 12 | 33 |  |  | 433 | 165 | 0.0187 | 0.15 | 0.6612 | 0 | 0 | 0
| 2907 | 12 | 33 |  |  | 433 | 165 | 0.0187 | 0.15 | 0.6612 | 0 | 0 | 0
| 2908 | 12 | 33 |  |  | 433 | 165 | 0.0187 | 0.15 | 0.6612 | 0 | 0 | 0
| 2909 | 12 | 33 |  |  | 433 | 165 | 0.0187 | 0.15 | 0.6612 | 0 | 0 | 0
| 2910 | 12 | 33 |  |  | 433 | 165 | 0.0187 | 0.15 | 0.6612 | 0 | 0 | 0
| 2911 | 12 | 33 |  |  | 433 | 165 | 0.0187 | 0.15 | 0.6612 | 0 | 0 | 0
| 2912 | 13 | 33 |  |  | 580 | 220 | 0.0187 | 0.15 | 0.6612 | 0 | 0 | 0
| 2913 | 13 | 33 |  |  | 580 | 220 | 0.0187 | 0.15 | 0.6612 | 0 | 0 | 0
| 2914 | 13 | 33 |  |  | 580 | 220 | 0.0187 | 0.15 | 0.6612 | 0 | 0 | 0
| 2915 | 13 | 33 |  |  | 580 | 220 | 0.0187 | 0.15 | 0.6612 | 0 | 0 | 0
| 2916 | 13 | 33 |  |  | 580 | 220 | 0.0187 | 0.15 | 0.6612 | 0 | 0 | 0
| 2917 | 13 | 33 |  |  | 580 | 220 | 0.0187 | 0.15 | 0.6612 | 0 | 0 | 0
| 2918 | 10 | 33 |  |  | 340 | 125 | 0.0187 | 0.15 | 0.6612 | 0 | 0 | 0
| 2919 | 10 | 33 |  |  | 340 | 125 | 0.0187 | 0.15 | 0.6612 | 0 | 0 | 0
| 2920 | 10 | 33 |  |  | 340 | 125 | 0.0187 | 0.15 | 0.6612 | 0 | 0 | 0
| 2921 | 10 | 33 |  |  | 340 | 125 | 0.0187 | 0.15 | 0.6612 | 0 | 0 | 0
| 2922 | 10 | 33 |  |  | 340 | 125 | 0.0187 | 0.15 | 0.6612 | 0 | 0 | 0
| 2923 | 10 | 33 |  |  | 340 | 125 | 0.0187 | 0.15 | 0.6612 | 0 | 0 | 0
| 2924 | 10 | 33 |  |  | 340 | 125 | 0.0187 | 0.15 | 0.6612 | 0 | 0 | 0
| 2925 | 10 | 33 |  |  | 340 | 125 | 0.0187 | 0.15 | 0.6612 | 0 | 0 | 0
| 2926 | 10 | 33 |  |  | 340 | 125 | 0.0187 | 0.15 | 0.6612 | 0 | 0 | 0
| 2927 | 12 | 33 |  |  | 433 | 165 | 0.0187 | 0.15 | 0.6612 | 0 | 0 | 0
| 2928 | 12 | 33 |  |  | 433 | 165 | 0.0187 | 0.15 | 0.6612 | 0 | 0 | 0
| 2929 | 12 | 33 |  |  | 433 | 165 | 0.0187 | 0.15 | 0.6612 | 0 | 0 | 0
| 2930 | 12 | 33 |  |  | 433 | 165 | 0.0187 | 0.15 | 0.6612 | 0 | 0 | 0
| 2931 | 12 | 33 |  |  | 433 | 165 | 0.0187 | 0.15 | 0.6612 | 0 | 0 | 0
| 2932 | 12 | 33 |  |  | 433 | 165 | 0.0187 | 0.15 | 0.6612 | 0 | 0 | 0
| 2933 | 12 | 33 |  |  | 433 | 165 | 0.0187 | 0.15 | 0.6612 | 0 | 0 | 0
| 2934 | 12 | 33 |  |  | 433 | 165 | 0.0187 | 0.15 | 0.6612 | 0 | 0 | 0
| 2935 | 12 | 33 |  |  | 433 | 165 | 0.0187 | 0.15 | 0.6612 | 0 | 0 | 0
| 2936 | 12 | 33 |  |  | 433 | 165 | 0.0187 | 0.15 | 0.6612 | 0 | 0 | 0
| 2937 | 12 | 33 |  |  | 433 | 165 | 0.0187 | 0.15 | 0.6612 | 0 | 0 | 0
| 2938 | 12 | 33 |  |  | 433 | 165 | 0.0187 | 0.15 | 0.6612 | 0 | 0 | 0
| 2939 | 12 | 33 |  |  | 433 | 165 | 0.0187 | 0.15 | 0.6612 | 0 | 0 | 0
| 2940 | 12 | 33 |  |  | 433 | 165 | 0.0187 | 0.15 | 0.6612 | 0 | 0 | 0
| 2941 | 12 | 33 |  |  | 433 | 165 | 0.0187 | 0.15 | 0.6612 | 0 | 0 | 0
| 2942 | 12 | 33 |  |  | 433 | 165 | 0.0187 | 0.15 | 0.6612 | 0 | 0 | 0
| 2943 | 12 | 33 |  |  | 433 | 165 | 0.0187 | 0.15 | 0.6612 | 0 | 0 | 0
| 2944 | 12 | 33 |  |  | 433 | 165 | 0.0187 | 0.15 | 0.6612 | 0 | 0 | 0
| 2945 | 12 | 33 |  |  | 433 | 165 | 0.0187 | 0.15 | 0.6612 | 0 | 0 | 0
| 2946 | 12 | 33 |  |  | 433 | 165 | 0.0187 | 0.15 | 0.6612 | 0 | 0 | 0
| 2947 | 12 | 33 |  |  | 433 | 165 | 0.0187 | 0.15 | 0.6612 | 0 | 0 | 0
| 2948 | 12 | 33 |  |  | 433 | 165 | 0.0187 | 0.15 | 0.6612 | 0 | 0 | 0
| 2949 | 12 | 33 |  |  | 433 | 165 | 0.0187 | 0.15 | 0.6612 | 0 | 0 | 0
| 2950 | 12 | 33 |  |  | 433 | 165 | 0.0187 | 0.15 | 0.6612 | 0 | 0 | 0
| 2951 | 12 | 33 |  |  | 433 | 165 | 0.0187 | 0.15 | 0.6612 | 0 | 0 | 0
| 2952 | 12 | 33 |  |  | 433 | 165 | 0.0187 | 0.15 | 0.6612 | 0 | 0 | 0
| 2953 | 12 | 33 |  |  | 433 | 165 | 0.0187 | 0.15 | 0.6612 | 0 | 0 | 0
| 2954 | 12 | 33 |  |  | 433 | 165 | 0.0187 | 0.15 | 0.6612 | 0 | 0 | 0
| 2955 | 12 | 33 |  |  | 433 | 165 | 0.0187 | 0.15 | 0.6612 | 0 | 0 | 0
| 2956 | 12 | 33 |  |  | 433 | 165 | 0.0187 | 0.15 | 0.6612 | 0 | 0 | 0
| 2957 | 12 | 33 |  |  | 433 | 165 | 0.0187 | 0.15 | 0.6612 | 0 | 0 | 0
| 2958 | 12 | 33 |  |  | 433 | 165 | 0.0187 | 0.15 | 0.6612 | 0 | 0 | 0
| 2959 | 12 | 33 |  |  | 433 | 165 | 0.0187 | 0.15 | 0.6612 | 0 | 0 | 0
| 2960 | 12 | 33 |  |  | 433 | 165 | 0.0187 | 0.15 | 0.6612 | 0 | 0 | 0
| 2961 | 12 | 33 |  |  | 433 | 165 | 0.0187 | 0.15 | 0.6612 | 0 | 0 | 0
| 2962 | 12 | 33 |  |  | 433 | 165 | 0.0187 | 0.15 | 0.6612 | 0 | 0 | 0
| 2963 | 12 | 33 |  |  | 433 | 165 | 0.0187 | 0.15 | 0.6612 | 0 | 0 | 0
| 2964 | 12 | 33 |  |  | 433 | 165 | 0.0187 | 0.15 | 0.6612 | 0 | 0 | 0
| 2965 | 12 | 33 |  |  | 433 | 165 | 0.0187 | 0.15 | 0.6612 | 0 | 0 | 0
| 2966 | 12 | 33 |  |  | 433 | 165 | 0.0187 | 0.15 | 0.6612 | 0 | 0 | 0
| 2967 | 12 | 33 |  |  | 433 | 165 | 0.0187 | 0.15 | 0.6612 | 0 | 0 | 0
| 2968 | 12 | 33 |  |  | 433 | 165 | 0.0187 | 0.15 | 0.6612 | 0 | 0 | 0
| 2969 | 12 | 33 |  |  | 433 | 165 | 0.0187 | 0.15 | 0.6612 | 0 | 0 | 0
| 2970 | 12 | 33 |  |  | 433 | 165 | 0.0187 | 0.15 | 0.6612 | 0 | 0 | 0
| 2971 | 12 | 33 |  |  | 433 | 165 | 0.0187 | 0.15 | 0.6612 | 0 | 0 | 0
| 2972 | 12 | 33 |  |  | 433 | 165 | 0.0187 | 0.15 | 0.6612 | 0 | 0 | 0
| 2973 | 12 | 33 |  |  | 433 | 165 | 0.0187 | 0.15 | 0.6612 | 0 | 0 | 0
| 2974 | 12 | 33 |  |  | 433 | 165 | 0.0187 | 0.15 | 0.6612 | 0 | 0 | 0
| 2975 | 12 | 33 |  |  | 433 | 165 | 0.0187 | 0.15 | 0.6612 | 0 | 0 | 0
| 2976 | 12 | 33 |  |  | 433 | 165 | 0.0187 | 0.15 | 0.6612 | 0 | 0 | 0
| 2977 | 12 | 33 |  |  | 433 | 165 | 0.0187 | 0.15 | 0.6612 | 0 | 0 | 0
| 2978 | 12 | 33 |  |  | 433 | 165 | 0.0187 | 0.15 | 0.6612 | 0 | 0 | 0
| 2979 | 12 | 33 |  |  | 433 | 165 | 0.0187 | 0.15 | 0.6612 | 0 | 0 | 0
| 2980 | 12 | 33 |  |  | 433 | 165 | 0.0187 | 0.15 | 0.6612 | 0 | 0 | 0
| 2981 | 12 | 33 |  |  | 433 | 165 | 0.0187 | 0.15 | 0.6612 | 0 | 0 | 0
| 2982 | 12 | 33 |  |  | 433 | 165 | 0.0187 | 0.15 | 0.6612 | 0 | 0 | 0
| 2983 | 13 | 33 |  |  | 580 | 220 | 0.0187 | 0.15 | 0.6612 | 0 | 0 | 0
| 2984 | 13 | 33 |  |  | 580 | 220 | 0.0187 | 0.15 | 0.6612 | 0 | 0 | 0
| 2985 | 13 | 33 |  |  | 580 | 220 | 0.0187 | 0.15 | 0.6612 | 0 | 0 | 0
| 2986 | 13 | 33 |  |  | 580 | 220 | 0.0187 | 0.15 | 0.6612 | 0 | 0 | 0
| 2987 | 13 | 33 |  |  | 580 | 220 | 0.0187 | 0.15 | 0.6612 | 0 | 0 | 0
| 2988 | 13 | 33 |  |  | 580 | 220 | 0.0187 | 0.15 | 0.6612 | 0 | 0 | 0
| 2989 | 13 | 33 |  |  | 580 | 220 | 0.0187 | 0.15 | 0.6612 | 0 | 0 | 0
| 2990 | 10 | 33 |  |  | 340 | 125 | 0.0187 | 0.15 | 0.6612 | 0 | 0 | 0
| 2991 | 10 | 33 |  |  | 340 | 125 | 0.0187 | 0.15 | 0.6612 | 0 | 0 | 0
| 2992 | 10 | 33 |  |  | 340 | 125 | 0.0187 | 0.15 | 0.6612 | 0 | 0 | 0
| 2993 | 10 | 33 |  |  | 340 | 125 | 0.0187 | 0.15 | 0.6612 | 0 | 0 | 0
| 2994 | 10 | 33 |  |  | 340 | 125 | 0.0187 | 0.15 | 0.6612 | 0 | 0 | 0
| 2995 | 10 | 33 |  |  | 340 | 125 | 0.0187 | 0.15 | 0.6612 | 0 | 0 | 0
| 2996 | 10 | 33 |  |  | 340 | 125 | 0.0187 | 0.15 | 0.6612 | 0 | 0 | 0
| 2997 | 10 | 33 |  |  | 340 | 125 | 0.0187 | 0.15 | 0.6612 | 0 | 0 | 0
| 2998 | 10 | 33 |  |  | 340 | 125 | 0.0187 | 0.15 | 0.6612 | 0 | 0 | 0
| 2999 | 10 | 33 |  |  | 340 | 125 | 0.0187 | 0.15 | 0.6612 | 0 | 0 | 0
| 3000 | 12 | 33 |  |  | 433 | 165 | 0.0187 | 0.15 | 0.6612 | 0 | 0 | 0
| 3001 | 12 | 33 |  |  | 433 | 165 | 0.0187 | 0.15 | 0.6612 | 0 | 0 | 0
| 3002 | 12 | 33 |  |  | 433 | 165 | 0.0187 | 0.15 | 0.6612 | 0 | 0 | 0
| 3003 | 13 | 33 |  |  | 580 | 220 | 0.0187 | 0.15 | 0.6612 | 0 | 0 | 0
| 3004 | 13 | 33 |  |  | 580 | 220 | 0.0187 | 0.15 | 0.6612 | 0 | 0 | 0
| 3005 | 10 | 33 |  |  | 340 | 125 | 0.0187 | 0.15 | 0.6612 | 0 | 0 | 0
| 3006 | 10 | 33 |  |  | 340 | 125 | 0.0187 | 0.15 | 0.6612 | 0 | 0 | 0
| 3007 | 10 | 33 |  |  | 340 | 125 | 0.0187 | 0.15 | 0.6612 | 0 | 0 | 0
| 3008 | 12 | 33 |  |  | 433 | 165 | 0.0187 | 0.15 | 0.6612 | 0 | 0 | 0
| 3009 | 12 | 33 |  |  | 433 | 165 | 0.0187 | 0.15 | 0.6612 | 0 | 0 | 0
| 3010 | 12 | 33 |  |  | 433 | 165 | 0.0187 | 0.15 | 0.6612 | 0 | 0 | 0
| 3011 | 12 | 33 |  |  | 433 | 165 | 0.0187 | 0.15 | 0.6612 | 0 | 0 | 0
| 3012 | 12 | 33 |  |  | 433 | 165 | 0.0187 | 0.15 | 0.6612 | 0 | 0 | 0
| 3013 | 12 | 33 |  |  | 433 | 165 | 0.0187 | 0.15 | 0.6612 | 0 | 0 | 0
| 3014 | 12 | 33 |  |  | 433 | 165 | 0.0187 | 0.15 | 0.6612 | 0 | 0 | 0
| 3015 | 12 | 33 |  |  | 433 | 165 | 0.0187 | 0.15 | 0.6612 | 0 | 0 | 0
| 3016 | 12 | 33 |  |  | 433 | 165 | 0.0187 | 0.15 | 0.6612 | 0 | 0 | 0
| 3017 | 10 | 33 |  |  | 340 | 125 | 0.0187 | 0.15 | 0.6612 | 0 | 0 | 0
| 3018 | 10 | 33 |  |  | 340 | 125 | 0.0187 | 0.15 | 0.6612 | 0 | 0 | 0
| 3019 | 10 | 33 |  |  | 340 | 125 | 0.0187 | 0.15 | 0.6612 | 0 | 0 | 0
| 3020 | 10 | 33 |  |  | 340 | 125 | 0.0187 | 0.15 | 0.6612 | 0 | 0 | 0
| 3021 | 10 | 33 |  |  | 340 | 125 | 0.0187 | 0.15 | 0.6612 | 0 | 0 | 0
| 3022 | 10 | 33 |  |  | 340 | 125 | 0.0187 | 0.15 | 0.6612 | 0 | 0 | 0
| 3023 | 10 | 33 |  |  | 340 | 125 | 0.0187 | 0.15 | 0.6612 | 0 | 0 | 0
| 3024 | 10 | 33 |  |  | 340 | 125 | 0.0187 | 0.15 | 0.6612 | 0 | 0 | 0
| 3025 | 10 | 33 |  |  | 340 | 125 | 0.0187 | 0.15 | 0.6612 | 0 | 0 | 0
| 3026 | 10 | 33 |  |  | 340 | 125 | 0.0187 | 0.15 | 0.6612 | 0 | 0 | 0
| 3027 | 10 | 33 |  |  | 340 | 125 | 0.0187 | 0.15 | 0.6612 | 0 | 0 | 0
| 3028 | 10 | 33 |  |  | 340 | 125 | 0.0187 | 0.15 | 0.6612 | 0 | 0 | 0
| 3029 | 10 | 33 |  |  | 340 | 125 | 0.0187 | 0.15 | 0.6612 | 0 | 0 | 0
| 3030 | 10 | 33 |  |  | 340 | 125 | 0.0187 | 0.15 | 0.6612 | 0 | 0 | 0
| 3031 | 10 | 33 |  |  | 340 | 125 | 0.0187 | 0.15 | 0.6612 | 0 | 0 | 0
| 3032 | 12 | 33 |  |  | 433 | 165 | 0.0187 | 0.15 | 0.6612 | 0 | 0 | 0
| 3033 | 12 | 33 |  |  | 433 | 165 | 0.0187 | 0.15 | 0.6612 | 0 | 0 | 0
| 3034 | 12 | 33 |  |  | 433 | 165 | 0.0187 | 0.15 | 0.6612 | 0 | 0 | 0
| 3035 | 12 | 33 |  |  | 433 | 165 | 0.0187 | 0.15 | 0.6612 | 0 | 0 | 0
| 3036 | 12 | 33 |  |  | 433 | 165 | 0.0187 | 0.15 | 0.6612 | 0 | 0 | 0
| 3037 | 12 | 33 |  |  | 433 | 165 | 0.0187 | 0.15 | 0.6612 | 0 | 0 | 0
| 3038 | 12 | 33 |  |  | 433 | 165 | 0.0187 | 0.15 | 0.6612 | 0 | 0 | 0
| 3039 | 12 | 33 |  |  | 433 | 165 | 0.0187 | 0.15 | 0.6612 | 0 | 0 | 0
| 3040 | 12 | 33 |  |  | 433 | 165 | 0.0187 | 0.15 | 0.6612 | 0 | 0 | 0
| 3041 | 12 | 33 |  |  | 433 | 165 | 0.0187 | 0.15 | 0.6612 | 0 | 0 | 0
| 3042 | 12 | 33 |  |  | 433 | 165 | 0.0187 | 0.15 | 0.6612 | 0 | 0 | 0
| 3043 | 12 | 33 |  |  | 433 | 165 | 0.0187 | 0.15 | 0.6612 | 0 | 0 | 0
| 3044 | 12 | 33 |  |  | 433 | 165 | 0.0187 | 0.15 | 0.6612 | 0 | 0 | 0
| 3045 | 13 | 33 |  |  | 580 | 220 | 0.0187 | 0.15 | 0.6612 | 0 | 0 | 0
| 3046 | 13 | 33 |  |  | 580 | 220 | 0.0187 | 0.15 | 0.6612 | 0 | 0 | 0
| 3047 | 13 | 33 |  |  | 580 | 220 | 0.0187 | 0.15 | 0.6612 | 0 | 0 | 0
| 3048 | 13 | 33 |  |  | 580 | 220 | 0.0187 | 0.15 | 0.6612 | 0 | 0 | 0
| 3049 | 13 | 33 |  |  | 580 | 220 | 0.0187 | 0.15 | 0.6612 | 0 | 0 | 0
| 3050 | 10 | 33 |  |  | 340 | 125 | 0.0187 | 0.15 | 0.6612 | 0 | 0 | 0
| 3051 | 10 | 33 |  |  | 340 | 125 | 0.0187 | 0.15 | 0.6612 | 0 | 0 | 0
| 3052 | 10 | 33 |  |  | 340 | 125 | 0.0187 | 0.15 | 0.6612 | 0 | 0 | 0
| 3053 | 10 | 33 |  |  | 340 | 125 | 0.0187 | 0.15 | 0.6612 | 0 | 0 | 0
| 3054 | 10 | 33 |  |  | 340 | 125 | 0.0187 | 0.15 | 0.6612 | 0 | 0 | 0
| 3055 | 10 | 33 |  |  | 340 | 125 | 0.0187 | 0.15 | 0.6612 | 0 | 0 | 0
| 3056 | 10 | 33 |  |  | 340 | 125 | 0.0187 | 0.15 | 0.6612 | 0 | 0 | 0
| 3057 | 10 | 33 |  |  | 340 | 125 | 0.0187 | 0.15 | 0.6612 | 0 | 0 | 0
| 3058 | 10 | 33 |  |  | 340 | 125 | 0.0187 | 0.15 | 0.6612 | 0 | 0 | 0
| 3059 | 10 | 33 |  |  | 340 | 125 | 0.0187 | 0.15 | 0.6612 | 0 | 0 | 0
| 3060 | 10 | 33 |  |  | 340 | 125 | 0.0187 | 0.15 | 0.6612 | 0 | 0 | 0
| 3061 | 10 | 33 |  |  | 340 | 125 | 0.0187 | 0.15 | 0.6612 | 0 | 0 | 0
| 3062 | 10 | 33 |  |  | 340 | 125 | 0.0187 | 0.15 | 0.6612 | 0 | 0 | 0
| 3063 | 10 | 33 |  |  | 340 | 125 | 0.0187 | 0.15 | 0.6612 | 0 | 0 | 0
| 3064 | 10 | 33 |  |  | 340 | 125 | 0.0187 | 0.15 | 0.6612 | 0 | 0 | 0
| 3065 | 12 | 33 |  |  | 433 | 165 | 0.0187 | 0.15 | 0.6612 | 0 | 0 | 0
| 3066 | 12 | 33 |  |  | 433 | 165 | 0.0187 | 0.15 | 0.6612 | 0 | 0 | 0
| 3067 | 12 | 33 |  |  | 433 | 165 | 0.0187 | 0.15 | 0.6612 | 0 | 0 | 0
| 3068 | 12 | 33 |  |  | 433 | 165 | 0.0187 | 0.15 | 0.6612 | 0 | 0 | 0
| 3069 | 12 | 33 |  |  | 433 | 165 | 0.0187 | 0.15 | 0.6612 | 0 | 0 | 0
| 3070 | 12 | 33 |  |  | 433 | 165 | 0.0187 | 0.15 | 0.6612 | 0 | 0 | 0
| 3071 | 12 | 33 |  |  | 433 | 165 | 0.0187 | 0.15 | 0.6612 | 0 | 0 | 0
| 3072 | 12 | 33 |  |  | 433 | 165 | 0.0187 | 0.15 | 0.6612 | 0 | 0 | 0
| 3073 | 12 | 33 |  |  | 433 | 165 | 0.0187 | 0.15 | 0.6612 | 0 | 0 | 0
| 3074 | 12 | 33 |  |  | 433 | 165 | 0.0187 | 0.15 | 0.6612 | 0 | 0 | 0
| 3075 | 12 | 33 |  |  | 433 | 165 | 0.0187 | 0.15 | 0.6612 | 0 | 0 | 0
| 3076 | 12 | 33 |  |  | 433 | 165 | 0.0187 | 0.15 | 0.6612 | 0 | 0 | 0
| 3077 | 12 | 33 |  |  | 433 | 165 | 0.0187 | 0.15 | 0.6612 | 0 | 0 | 0
| 3078 | 12 | 33 |  |  | 433 | 165 | 0.0187 | 0.15 | 0.6612 | 0 | 0 | 0
| 3079 | 12 | 33 |  |  | 433 | 165 | 0.0187 | 0.15 | 0.6612 | 0 | 0 | 0
| 3080 | 12 | 33 |  |  | 433 | 165 | 0.0187 | 0.15 | 0.6612 | 0 | 0 | 0
| 3081 | 12 | 33 |  |  | 433 | 165 | 0.0187 | 0.15 | 0.6612 | 0 | 0 | 0
| 3082 | 12 | 33 |  |  | 433 | 165 | 0.0187 | 0.15 | 0.6612 | 0 | 0 | 0
| 3083 | 12 | 33 |  |  | 433 | 165 | 0.0187 | 0.15 | 0.6612 | 0 | 0 | 0
| 3084 | 12 | 33 |  |  | 433 | 165 | 0.0187 | 0.15 | 0.6612 | 0 | 0 | 0
| 3085 | 12 | 33 |  |  | 433 | 165 | 0.0187 | 0.15 | 0.6612 | 0 | 0 | 0
| 3086 | 12 | 33 |  |  | 433 | 165 | 0.0187 | 0.15 | 0.6612 | 0 | 0 | 0
| 3087 | 12 | 33 |  |  | 433 | 165 | 0.0187 | 0.15 | 0.6612 | 0 | 0 | 0
| 3088 | 12 | 33 |  |  | 433 | 165 | 0.0187 | 0.15 | 0.6612 | 0 | 0 | 0
| 3089 | 12 | 33 |  |  | 433 | 165 | 0.0187 | 0.15 | 0.6612 | 0 | 0 | 0
| 3090 | 12 | 33 |  |  | 433 | 165 | 0.0187 | 0.15 | 0.6612 | 0 | 0 | 0
| 3091 | 12 | 33 |  |  | 433 | 165 | 0.0187 | 0.15 | 0.6612 | 0 | 0 | 0
| 3092 | 12 | 33 |  |  | 433 | 165 | 0.0187 | 0.15 | 0.6612 | 0 | 0 | 0
| 3093 | 12 | 33 |  |  | 433 | 165 | 0.0187 | 0.15 | 0.6612 | 0 | 0 | 0
| 3094 | 12 | 33 |  |  | 433 | 165 | 0.0187 | 0.15 | 0.6612 | 0 | 0 | 0
| 3095 | 12 | 33 |  |  | 433 | 165 | 0.0187 | 0.15 | 0.6612 | 0 | 0 | 0
| 3096 | 12 | 33 |  |  | 433 | 165 | 0.0187 | 0.15 | 0.6612 | 0 | 0 | 0
| 3097 | 12 | 33 |  |  | 433 | 165 | 0.0187 | 0.15 | 0.6612 | 0 | 0 | 0
| 3098 | 12 | 33 |  |  | 433 | 165 | 0.0187 | 0.15 | 0.6612 | 0 | 0 | 0
| 3099 | 13 | 33 |  |  | 580 | 220 | 0.0187 | 0.15 | 0.6612 | 0 | 0 | 0
| 3100 | 13 | 33 |  |  | 580 | 220 | 0.0187 | 0.15 | 0.6612 | 0 | 0 | 0
| 3101 | 10 | 33 |  |  | 340 | 125 | 0.0187 | 0.15 | 0.6612 | 0 | 0 | 0
| 3102 | 10 | 33 |  |  | 340 | 125 | 0.0187 | 0.15 | 0.6612 | 0 | 0 | 0
| 3103 | 10 | 33 |  |  | 340 | 125 | 0.0187 | 0.15 | 0.6612 | 0 | 0 | 0
| 3104 | 10 | 33 |  |  | 340 | 125 | 0.0187 | 0.15 | 0.6612 | 0 | 0 | 0
| 3105 | 10 | 33 |  |  | 340 | 125 | 0.0187 | 0.15 | 0.6612 | 0 | 0 | 0
| 3106 | 10 | 33 |  |  | 340 | 125 | 0.0187 | 0.15 | 0.6612 | 0 | 0 | 0
| 3107 | 10 | 33 |  |  | 340 | 125 | 0.0187 | 0.15 | 0.6612 | 0 | 0 | 0
| 3108 | 10 | 33 |  |  | 340 | 125 | 0.0187 | 0.15 | 0.6612 | 0 | 0 | 0
| 3109 | 10 | 33 |  |  | 340 | 125 | 0.0187 | 0.15 | 0.6612 | 0 | 0 | 0
| 3110 | 10 | 33 |  |  | 340 | 125 | 0.0187 | 0.15 | 0.6612 | 0 | 0 | 0
| 3111 | 10 | 33 |  |  | 340 | 125 | 0.0187 | 0.15 | 0.6612 | 0 | 0 | 0
| 3112 | 10 | 33 |  |  | 340 | 125 | 0.0187 | 0.15 | 0.6612 | 0 | 0 | 0
| 3113 | 10 | 33 |  |  | 340 | 125 | 0.0187 | 0.15 | 0.6612 | 0 | 0 | 0
| 3114 | 10 | 33 |  |  | 340 | 125 | 0.0187 | 0.15 | 0.6612 | 0 | 0 | 0
| 3115 | 10 | 33 |  |  | 340 | 125 | 0.0187 | 0.15 | 0.6612 | 0 | 0 | 0
| 3116 | 10 | 33 |  |  | 340 | 125 | 0.0187 | 0.15 | 0.6612 | 0 | 0 | 0
| 3117 | 10 | 33 |  |  | 340 | 125 | 0.0187 | 0.15 | 0.6612 | 0 | 0 | 0
| 3118 | 10 | 33 |  |  | 340 | 125 | 0.0187 | 0.15 | 0.6612 | 0 | 0 | 0
| 3119 | 10 | 33 |  |  | 340 | 125 | 0.0187 | 0.15 | 0.6612 | 0 | 0 | 0
| 3120 | 10 | 33 |  |  | 340 | 125 | 0.0187 | 0.15 | 0.6612 | 0 | 0 | 0
| 3121 | 10 | 33 |  |  | 340 | 125 | 0.0187 | 0.15 | 0.6612 | 0 | 0 | 0
| 3122 | 10 | 33 |  |  | 340 | 125 | 0.0187 | 0.15 | 0.6612 | 0 | 0 | 0
| 3123 | 10 | 33 |  |  | 340 | 125 | 0.0187 | 0.15 | 0.6612 | 0 | 0 | 0
| 3124 | 10 | 33 |  |  | 340 | 125 | 0.0187 | 0.15 | 0.6612 | 0 | 0 | 0
| 3125 | 10 | 33 |  |  | 340 | 125 | 0.0187 | 0.15 | 0.6612 | 0 | 0 | 0
| 3126 | 10 | 33 |  |  | 340 | 125 | 0.0187 | 0.15 | 0.6612 | 0 | 0 | 0
| 3127 | 10 | 33 |  |  | 340 | 125 | 0.0187 | 0.15 | 0.6612 | 0 | 0 | 0
| 3128 | 10 | 33 |  |  | 340 | 125 | 0.0187 | 0.15 | 0.6612 | 0 | 0 | 0
| 3129 | 10 | 33 |  |  | 340 | 125 | 0.0187 | 0.15 | 0.6612 | 0 | 0 | 0
| 3130 | 10 | 33 |  |  | 340 | 125 | 0.0187 | 0.15 | 0.6612 | 0 | 0 | 0
| 3131 | 10 | 33 |  |  | 340 | 125 | 0.0187 | 0.15 | 0.6612 | 0 | 0 | 0
| 3132 | 10 | 33 |  |  | 340 | 125 | 0.0187 | 0.15 | 0.6612 | 0 | 0 | 0
| 3133 | 10 | 33 |  |  | 340 | 125 | 0.0187 | 0.15 | 0.6612 | 0 | 0 | 0
| 3134 | 10 | 33 |  |  | 340 | 125 | 0.0187 | 0.15 | 0.6612 | 0 | 0 | 0
| 3135 | 10 | 33 |  |  | 340 | 125 | 0.0187 | 0.15 | 0.6612 | 0 | 0 | 0
| 3136 | 10 | 33 |  |  | 340 | 125 | 0.0187 | 0.15 | 0.6612 | 0 | 0 | 0
| 3137 | 10 | 33 |  |  | 340 | 125 | 0.0187 | 0.15 | 0.6612 | 0 | 0 | 0
| 3138 | 10 | 33 |  |  | 340 | 125 | 0.0187 | 0.15 | 0.6612 | 0 | 0 | 0
| 3139 | 10 | 33 |  |  | 340 | 125 | 0.0187 | 0.15 | 0.6612 | 0 | 0 | 0
| 3140 | 10 | 33 |  |  | 340 | 125 | 0.0187 | 0.15 | 0.6612 | 0 | 0 | 0
| 3141 | 10 | 33 |  |  | 340 | 125 | 0.0187 | 0.15 | 0.6612 | 0 | 0 | 0
| 3142 | 10 | 33 |  |  | 340 | 125 | 0.0187 | 0.15 | 0.6612 | 0 | 0 | 0
| 3143 | 10 | 33 |  |  | 340 | 125 | 0.0187 | 0.15 | 0.6612 | 0 | 0 | 0
| 3144 | 10 | 33 |  |  | 340 | 125 | 0.0187 | 0.15 | 0.6612 | 0 | 0 | 0
| 3145 | 10 | 33 |  |  | 340 | 125 | 0.0187 | 0.15 | 0.6612 | 0 | 0 | 0
| 3146 | 10 | 33 |  |  | 340 | 125 | 0.0187 | 0.15 | 0.6612 | 0 | 0 | 0
| 3147 | 10 | 33 |  |  | 340 | 125 | 0.0187 | 0.15 | 0.6612 | 0 | 0 | 0
| 3148 | 10 | 33 |  |  | 340 | 125 | 0.0187 | 0.15 | 0.6612 | 0 | 0 | 0
| 3149 | 10 | 33 |  |  | 340 | 125 | 0.0187 | 0.15 | 0.6612 | 0 | 0 | 0
| 3150 | 10 | 33 |  |  | 340 | 125 | 0.0187 | 0.15 | 0.6612 | 0 | 0 | 0
| 3151 | 10 | 33 |  |  | 340 | 125 | 0.0187 | 0.15 | 0.6612 | 0 | 0 | 0
| 3152 | 10 | 33 |  |  | 340 | 125 | 0.0187 | 0.15 | 0.6612 | 0 | 0 | 0
| 3153 | 10 | 33 |  |  | 340 | 125 | 0.0187 | 0.15 | 0.6612 | 0 | 0 | 0
| 3154 | 10 | 33 |  |  | 340 | 125 | 0.0187 | 0.15 | 0.6612 | 0 | 0 | 0
| 3155 | 10 | 33 |  |  | 340 | 125 | 0.0187 | 0.15 | 0.6612 | 0 | 0 | 0
| 3156 | 10 | 33 |  |  | 340 | 125 | 0.0187 | 0.15 | 0.6612 | 0 | 0 | 0
| 3157 | 10 | 33 |  |  | 340 | 125 | 0.0187 | 0.15 | 0.6612 | 0 | 0 | 0
| 3158 | 10 | 33 |  |  | 340 | 125 | 0.0187 | 0.15 | 0.6612 | 0 | 0 | 0
| 3159 | 10 | 33 |  |  | 340 | 125 | 0.0187 | 0.15 | 0.6612 | 0 | 0 | 0
| 3160 | 10 | 33 |  |  | 340 | 125 | 0.0187 | 0.15 | 0.6612 | 0 | 0 | 0
| 3161 | 12 | 33 |  |  | 433 | 165 | 0.0187 | 0.15 | 0.6612 | 0 | 0 | 0
| 3162 | 12 | 33 |  |  | 433 | 165 | 0.0187 | 0.15 | 0.6612 | 0 | 0 | 0
| 3163 | 12 | 33 |  |  | 433 | 165 | 0.0187 | 0.15 | 0.6612 | 0 | 0 | 0
| 3164 | 12 | 33 |  |  | 433 | 165 | 0.0187 | 0.15 | 0.6612 | 0 | 0 | 0
| 3165 | 12 | 33 |  |  | 433 | 165 | 0.0187 | 0.15 | 0.6612 | 0 | 0 | 0
| 3166 | 12 | 33 |  |  | 433 | 165 | 0.0187 | 0.15 | 0.6612 | 0 | 0 | 0
| 3167 | 12 | 33 |  |  | 433 | 165 | 0.0187 | 0.15 | 0.6612 | 0 | 0 | 0
| 3168 | 12 | 33 |  |  | 433 | 165 | 0.0187 | 0.15 | 0.6612 | 0 | 0 | 0
| 3169 | 12 | 33 |  |  | 433 | 165 | 0.0187 | 0.15 | 0.6612 | 0 | 0 | 0
| 3170 | 12 | 33 |  |  | 433 | 165 | 0.0187 | 0.15 | 0.6612 | 0 | 0 | 0
| 3171 | 12 | 33 |  |  | 433 | 165 | 0.0187 | 0.15 | 0.6612 | 0 | 0 | 0
| 3172 | 12 | 33 |  |  | 433 | 165 | 0.0187 | 0.15 | 0.6612 | 0 | 0 | 0
| 3173 | 12 | 33 |  |  | 433 | 165 | 0.0187 | 0.15 | 0.6612 | 0 | 0 | 0
| 3174 | 12 | 33 |  |  | 433 | 165 | 0.0187 | 0.15 | 0.6612 | 0 | 0 | 0
| 3175 | 12 | 33 |  |  | 433 | 165 | 0.0187 | 0.15 | 0.6612 | 0 | 0 | 0
| 3176 | 12 | 33 |  |  | 433 | 165 | 0.0187 | 0.15 | 0.6612 | 0 | 0 | 0
| 3177 | 12 | 33 |  |  | 433 | 165 | 0.0187 | 0.15 | 0.6612 | 0 | 0 | 0
| 3178 | 12 | 33 |  |  | 433 | 165 | 0.0187 | 0.15 | 0.6612 | 0 | 0 | 0
| 3179 | 12 | 33 |  |  | 433 | 165 | 0.0187 | 0.15 | 0.6612 | 0 | 0 | 0
| 3180 | 12 | 33 |  |  | 433 | 165 | 0.0187 | 0.15 | 0.6612 | 0 | 0 | 0
| 3181 | 12 | 33 |  |  | 433 | 165 | 0.0187 | 0.15 | 0.6612 | 0 | 0 | 0
| 3182 | 12 | 33 |  |  | 433 | 165 | 0.0187 | 0.15 | 0.6612 | 0 | 0 | 0
| 3183 | 12 | 33 |  |  | 433 | 165 | 0.0187 | 0.15 | 0.6612 | 0 | 0 | 0
| 3184 | 12 | 33 |  |  | 433 | 165 | 0.0187 | 0.15 | 0.6612 | 0 | 0 | 0
| 3185 | 12 | 33 |  |  | 433 | 165 | 0.0187 | 0.15 | 0.6612 | 0 | 0 | 0
| 3186 | 12 | 33 |  |  | 433 | 165 | 0.0187 | 0.15 | 0.6612 | 0 | 0 | 0
| 3187 | 13 | 33 |  |  | 580 | 220 | 0.0187 | 0.15 | 0.6612 | 0 | 0 | 0
| 3188 | 13 | 33 |  |  | 580 | 220 | 0.0187 | 0.15 | 0.6612 | 0 | 0 | 0
| 3189 | 10 | 33 |  |  | 340 | 125 | 0.0187 | 0.15 | 0.6612 | 0 | 0 | 0
| 3190 | 10 | 33 |  |  | 340 | 125 | 0.0187 | 0.15 | 0.6612 | 0 | 0 | 0
| 3191 | 10 | 33 |  |  | 340 | 125 | 0.0187 | 0.15 | 0.6612 | 0 | 0 | 0
| 3192 | 10 | 33 |  |  | 340 | 125 | 0.0187 | 0.15 | 0.6612 | 0 | 0 | 0
| 3193 | 10 | 33 |  |  | 340 | 125 | 0.0187 | 0.15 | 0.6612 | 0 | 0 | 0
| 3194 | 10 | 33 |  |  | 340 | 125 | 0.0187 | 0.15 | 0.6612 | 0 | 0 | 0
| 3195 | 10 | 33 |  |  | 340 | 125 | 0.0187 | 0.15 | 0.6612 | 0 | 0 | 0
| 3196 | 10 | 33 |  |  | 340 | 125 | 0.0187 | 0.15 | 0.6612 | 0 | 0 | 0
| 3197 | 10 | 33 |  |  | 340 | 125 | 0.0187 | 0.15 | 0.6612 | 0 | 0 | 0
| 3198 | 10 | 33 |  |  | 340 | 125 | 0.0187 | 0.15 | 0.6612 | 0 | 0 | 0
| 3199 | 10 | 33 |  |  | 340 | 125 | 0.0187 | 0.15 | 0.6612 | 0 | 0 | 0
| 3200 | 10 | 33 |  |  | 340 | 125 | 0.0187 | 0.15 | 0.6612 | 0 | 0 | 0
| 3201 | 10 | 33 |  |  | 340 | 125 | 0.0187 | 0.15 | 0.6612 | 0 | 0 | 0
| 3202 | 10 | 33 |  |  | 340 | 125 | 0.0187 | 0.15 | 0.6612 | 0 | 0 | 0
| 3203 | 10 | 33 |  |  | 340 | 125 | 0.0187 | 0.15 | 0.6612 | 0 | 0 | 0
| 3204 | 10 | 33 |  |  | 340 | 125 | 0.0187 | 0.15 | 0.6612 | 0 | 0 | 0
| 3205 | 10 | 33 |  |  | 340 | 125 | 0.0187 | 0.15 | 0.6612 | 0 | 0 | 0
| 3206 | 10 | 33 |  |  | 340 | 125 | 0.0187 | 0.15 | 0.6612 | 0 | 0 | 0
| 3207 | 10 | 33 |  |  | 340 | 125 | 0.0187 | 0.15 | 0.6612 | 0 | 0 | 0
| 3208 | 10 | 33 |  |  | 340 | 125 | 0.0187 | 0.15 | 0.6612 | 0 | 0 | 0
| 3209 | 10 | 33 |  |  | 340 | 125 | 0.0187 | 0.15 | 0.6612 | 0 | 0 | 0
| 3210 | 12 | 33 |  |  | 433 | 165 | 0.0187 | 0.15 | 0.6612 | 0 | 0 | 0
| 3211 | 12 | 33 |  |  | 433 | 165 | 0.0187 | 0.15 | 0.6612 | 0 | 0 | 0
| 3212 | 12 | 33 |  |  | 433 | 165 | 0.0187 | 0.15 | 0.6612 | 0 | 0 | 0
| 3213 | 12 | 33 |  |  | 433 | 165 | 0.0187 | 0.15 | 0.6612 | 0 | 0 | 0
| 3214 | 12 | 33 |  |  | 433 | 165 | 0.0187 | 0.15 | 0.6612 | 0 | 0 | 0
| 3215 | 12 | 33 |  |  | 433 | 165 | 0.0187 | 0.15 | 0.6612 | 0 | 0 | 0
| 3216 | 12 | 33 |  |  | 433 | 165 | 0.0187 | 0.15 | 0.6612 | 0 | 0 | 0
| 3217 | 12 | 33 |  |  | 433 | 165 | 0.0187 | 0.15 | 0.6612 | 0 | 0 | 0
| 3218 | 12 | 33 |  |  | 433 | 165 | 0.0187 | 0.15 | 0.6612 | 0 | 0 | 0
| 3219 | 12 | 33 |  |  | 433 | 165 | 0.0187 | 0.15 | 0.6612 | 0 | 0 | 0
| 3220 | 12 | 33 |  |  | 433 | 165 | 0.0187 | 0.15 | 0.6612 | 0 | 0 | 0
| 3221 | 12 | 33 |  |  | 433 | 165 | 0.0187 | 0.15 | 0.6612 | 0 | 0 | 0
| 3222 | 12 | 33 |  |  | 433 | 165 | 0.0187 | 0.15 | 0.6612 | 0 | 0 | 0
| 3223 | 12 | 33 |  |  | 433 | 165 | 0.0187 | 0.15 | 0.6612 | 0 | 0 | 0
| 3224 | 12 | 33 |  |  | 433 | 165 | 0.0187 | 0.15 | 0.6612 | 0 | 0 | 0
| 3225 | 12 | 33 |  |  | 433 | 165 | 0.0187 | 0.15 | 0.6612 | 0 | 0 | 0
| 3226 | 12 | 33 |  |  | 433 | 165 | 0.0187 | 0.15 | 0.6612 | 0 | 0 | 0
| 3227 | 12 | 33 |  |  | 433 | 165 | 0.0187 | 0.15 | 0.6612 | 0 | 0 | 0
| 3228 | 12 | 33 |  |  | 433 | 165 | 0.0187 | 0.15 | 0.6612 | 0 | 0 | 0
| 3229 | 12 | 33 |  |  | 433 | 165 | 0.0187 | 0.15 | 0.6612 | 0 | 0 | 0
| 3230 | 12 | 33 |  |  | 433 | 165 | 0.0187 | 0.15 | 0.6612 | 0 | 0 | 0
| 3231 | 12 | 33 |  |  | 433 | 165 | 0.0187 | 0.15 | 0.6612 | 0 | 0 | 0
| 3232 | 12 | 33 |  |  | 433 | 165 | 0.0187 | 0.15 | 0.6612 | 0 | 0 | 0
| 3233 | 12 | 33 |  |  | 433 | 165 | 0.0187 | 0.15 | 0.6612 | 0 | 0 | 0
| 3234 | 12 | 33 |  |  | 433 | 165 | 0.0187 | 0.15 | 0.6612 | 0 | 0 | 0
| 3235 | 12 | 33 |  |  | 433 | 165 | 0.0187 | 0.15 | 0.6612 | 0 | 0 | 0
| 3236 | 12 | 33 |  |  | 433 | 165 | 0.0187 | 0.15 | 0.6612 | 0 | 0 | 0
| 3237 | 12 | 33 |  |  | 433 | 165 | 0.0187 | 0.15 | 0.6612 | 0 | 0 | 0
| 3238 | 12 | 33 |  |  | 433 | 165 | 0.0187 | 0.15 | 0.6612 | 0 | 0 | 0
| 3239 | 12 | 33 |  |  | 433 | 165 | 0.0187 | 0.15 | 0.6612 | 0 | 0 | 0
| 3240 | 12 | 33 |  |  | 433 | 165 | 0.0187 | 0.15 | 0.6612 | 0 | 0 | 0
| 3241 | 12 | 33 |  |  | 433 | 165 | 0.0187 | 0.15 | 0.6612 | 0 | 0 | 0
| 3242 | 12 | 33 |  |  | 433 | 165 | 0.0187 | 0.15 | 0.6612 | 0 | 0 | 0
| 3243 | 12 | 33 |  |  | 433 | 165 | 0.0187 | 0.15 | 0.6612 | 0 | 0 | 0
| 3244 | 12 | 33 |  |  | 433 | 165 | 0.0187 | 0.15 | 0.6612 | 0 | 0 | 0
| 3245 | 12 | 33 |  |  | 433 | 165 | 0.0187 | 0.15 | 0.6612 | 0 | 0 | 0
| 3246 | 12 | 33 |  |  | 433 | 165 | 0.0187 | 0.15 | 0.6612 | 0 | 0 | 0
| 3247 | 12 | 33 |  |  | 433 | 165 | 0.0187 | 0.15 | 0.6612 | 0 | 0 | 0
| 3248 | 12 | 33 |  |  | 433 | 165 | 0.0187 | 0.15 | 0.6612 | 0 | 0 | 0
| 3249 | 12 | 33 |  |  | 433 | 165 | 0.0187 | 0.15 | 0.6612 | 0 | 0 | 0
| 3250 | 12 | 33 |  |  | 433 | 165 | 0.0187 | 0.15 | 0.6612 | 0 | 0 | 0
| 3251 | 12 | 33 |  |  | 433 | 165 | 0.0187 | 0.15 | 0.6612 | 0 | 0 | 0
| 3252 | 12 | 33 |  |  | 433 | 165 | 0.0187 | 0.15 | 0.6612 | 0 | 0 | 0
| 3253 | 12 | 33 |  |  | 433 | 165 | 0.0187 | 0.15 | 0.6612 | 0 | 0 | 0
| 3254 | 12 | 33 |  |  | 433 | 165 | 0.0187 | 0.15 | 0.6612 | 0 | 0 | 0
| 3255 | 12 | 33 |  |  | 433 | 165 | 0.0187 | 0.15 | 0.6612 | 0 | 0 | 0
| 3256 | 12 | 33 |  |  | 433 | 165 | 0.0187 | 0.15 | 0.6612 | 0 | 0 | 0
| 3257 | 12 | 33 |  |  | 433 | 165 | 0.0187 | 0.15 | 0.6612 | 0 | 0 | 0
| 3258 | 12 | 33 |  |  | 433 | 165 | 0.0187 | 0.15 | 0.6612 | 0 | 0 | 0
| 3259 | 12 | 33 |  |  | 433 | 165 | 0.0187 | 0.15 | 0.6612 | 0 | 0 | 0
| 3260 | 12 | 33 |  |  | 433 | 165 | 0.0187 | 0.15 | 0.6612 | 0 | 0 | 0
| 3261 | 12 | 33 |  |  | 433 | 165 | 0.0187 | 0.15 | 0.6612 | 0 | 0 | 0
| 3262 | 12 | 33 |  |  | 433 | 165 | 0.0187 | 0.15 | 0.6612 | 0 | 0 | 0
| 3263 | 12 | 33 |  |  | 433 | 165 | 0.0187 | 0.15 | 0.6612 | 0 | 0 | 0
| 3264 | 12 | 33 |  |  | 433 | 165 | 0.0187 | 0.15 | 0.6612 | 0 | 0 | 0
| 3265 | 12 | 33 |  |  | 433 | 165 | 0.0187 | 0.15 | 0.6612 | 0 | 0 | 0
| 3266 | 12 | 33 |  |  | 433 | 165 | 0.0187 | 0.15 | 0.6612 | 0 | 0 | 0
| 3267 | 12 | 33 |  |  | 433 | 165 | 0.0187 | 0.15 | 0.6612 | 0 | 0 | 0
| 3268 | 12 | 33 |  |  | 433 | 165 | 0.0187 | 0.15 | 0.6612 | 0 | 0 | 0
| 3269 | 12 | 33 |  |  | 433 | 165 | 0.0187 | 0.15 | 0.6612 | 0 | 0 | 0
| 3270 | 12 | 33 |  |  | 433 | 165 | 0.0187 | 0.15 | 0.6612 | 0 | 0 | 0
| 3271 | 12 | 33 |  |  | 433 | 165 | 0.0187 | 0.15 | 0.6612 | 0 | 0 | 0
| 3272 | 12 | 33 |  |  | 433 | 165 | 0.0187 | 0.15 | 0.6612 | 0 | 0 | 0
| 3273 | 12 | 33 |  |  | 433 | 165 | 0.0187 | 0.15 | 0.6612 | 0 | 0 | 0
| 3274 | 12 | 33 |  |  | 433 | 165 | 0.0187 | 0.15 | 0.6612 | 0 | 0 | 0
| 3275 | 12 | 33 |  |  | 433 | 165 | 0.0187 | 0.15 | 0.6612 | 0 | 0 | 0
| 3276 | 12 | 33 |  |  | 433 | 165 | 0.0187 | 0.15 | 0.6612 | 0 | 0 | 0
| 3277 | 12 | 33 |  |  | 433 | 165 | 0.0187 | 0.15 | 0.6612 | 0 | 0 | 0
| 3278 | 12 | 33 |  |  | 433 | 165 | 0.0187 | 0.15 | 0.6612 | 0 | 0 | 0
| 3279 | 12 | 33 |  |  | 433 | 165 | 0.0187 | 0.15 | 0.6612 | 0 | 0 | 0
| 3280 | 12 | 33 |  |  | 433 | 165 | 0.0187 | 0.15 | 0.6612 | 0 | 0 | 0
| 3281 | 12 | 33 |  |  | 433 | 165 | 0.0187 | 0.15 | 0.6612 | 0 | 0 | 0
| 3282 | 12 | 33 |  |  | 433 | 165 | 0.0187 | 0.15 | 0.6612 | 0 | 0 | 0
| 3283 | 12 | 33 |  |  | 433 | 165 | 0.0187 | 0.15 | 0.6612 | 0 | 0 | 0
| 3284 | 12 | 33 |  |  | 433 | 165 | 0.0187 | 0.15 | 0.6612 | 0 | 0 | 0
| 3285 | 12 | 33 |  |  | 433 | 165 | 0.0187 | 0.15 | 0.6612 | 0 | 0 | 0
| 3286 | 12 | 33 |  |  | 433 | 165 | 0.0187 | 0.15 | 0.6612 | 0 | 0 | 0
| 3287 | 12 | 33 |  |  | 433 | 165 | 0.0187 | 0.15 | 0.6612 | 0 | 0 | 0
| 3288 | 12 | 33 |  |  | 433 | 165 | 0.0187 | 0.15 | 0.6612 | 0 | 0 | 0
| 3289 | 12 | 33 |  |  | 433 | 165 | 0.0187 | 0.15 | 0.6612 | 0 | 0 | 0
| 3290 | 12 | 33 |  |  | 433 | 165 | 0.0187 | 0.15 | 0.6612 | 0 | 0 | 0
| 3291 | 12 | 33 |  |  | 433 | 165 | 0.0187 | 0.15 | 0.6612 | 0 | 0 | 0
| 3292 | 12 | 33 |  |  | 433 | 165 | 0.0187 | 0.15 | 0.6612 | 0 | 0 | 0
| 3293 | 12 | 33 |  |  | 433 | 165 | 0.0187 | 0.15 | 0.6612 | 0 | 0 | 0
| 3294 | 12 | 33 |  |  | 433 | 165 | 0.0187 | 0.15 | 0.6612 | 0 | 0 | 0
| 3295 | 12 | 33 |  |  | 433 | 165 | 0.0187 | 0.15 | 0.6612 | 0 | 0 | 0
| 3296 | 12 | 33 |  |  | 433 | 165 | 0.0187 | 0.15 | 0.6612 | 0 | 0 | 0
| 3297 | 12 | 33 |  |  | 433 | 165 | 0.0187 | 0.15 | 0.6612 | 0 | 0 | 0
| 3298 | 12 | 33 |  |  | 433 | 165 | 0.0187 | 0.15 | 0.6612 | 0 | 0 | 0
| 3299 | 12 | 33 |  |  | 433 | 165 | 0.0187 | 0.15 | 0.6612 | 0 | 0 | 0
| 3300 | 12 | 33 |  |  | 433 | 165 | 0.0187 | 0.15 | 0.6612 | 0 | 0 | 0
| 3301 | 13 | 33 |  |  | 580 | 220 | 0.0187 | 0.15 | 0.6612 | 0 | 0 | 0
| 3302 | 13 | 33 |  |  | 580 | 220 | 0.0187 | 0.15 | 0.6612 | 0 | 0 | 0
| 3303 | 13 | 33 |  |  | 580 | 220 | 0.0187 | 0.15 | 0.6612 | 0 | 0 | 0
| 3304 | 10 | 33 |  |  | 340 | 125 | 0.0187 | 0.15 | 0.6612 | 0 | 0 | 0
| 3305 | 10 | 33 |  |  | 340 | 125 | 0.0187 | 0.15 | 0.6612 | 0 | 0 | 0
| 3306 | 10 | 33 |  |  | 340 | 125 | 0.0187 | 0.15 | 0.6612 | 0 | 0 | 0
| 3307 | 10 | 33 |  |  | 340 | 125 | 0.0187 | 0.15 | 0.6612 | 0 | 0 | 0
| 3308 | 10 | 33 |  |  | 340 | 125 | 0.0187 | 0.15 | 0.6612 | 0 | 0 | 0
| 3309 | 10 | 33 |  |  | 340 | 125 | 0.0187 | 0.15 | 0.6612 | 0 | 0 | 0
| 3310 | 10 | 33 |  |  | 340 | 125 | 0.0187 | 0.15 | 0.6612 | 0 | 0 | 0
| 3311 | 10 | 33 |  |  | 340 | 125 | 0.0187 | 0.15 | 0.6612 | 0 | 0 | 0
| 3312 | 10 | 33 |  |  | 340 | 125 | 0.0187 | 0.15 | 0.6612 | 0 | 0 | 0
| 3313 | 10 | 33 |  |  | 340 | 125 | 0.0187 | 0.15 | 0.6612 | 0 | 0 | 0
| 3314 | 10 | 33 |  |  | 340 | 125 | 0.0187 | 0.15 | 0.6612 | 0 | 0 | 0
| 3315 | 10 | 33 |  |  | 340 | 125 | 0.0187 | 0.15 | 0.6612 | 0 | 0 | 0
| 3316 | 10 | 33 |  |  | 340 | 125 | 0.0187 | 0.15 | 0.6612 | 0 | 0 | 0
| 3317 | 10 | 33 |  |  | 340 | 125 | 0.0187 | 0.15 | 0.6612 | 0 | 0 | 0
| 3318 | 12 | 33 |  |  | 433 | 165 | 0.0187 | 0.15 | 0.6612 | 0 | 0 | 0
| 3319 | 12 | 33 |  |  | 433 | 165 | 0.0187 | 0.15 | 0.6612 | 0 | 0 | 0
| 3320 | 12 | 33 |  |  | 433 | 165 | 0.0187 | 0.15 | 0.6612 | 0 | 0 | 0
| 3321 | 12 | 33 |  |  | 433 | 165 | 0.0187 | 0.15 | 0.6612 | 0 | 0 | 0
| 3322 | 12 | 33 |  |  | 433 | 165 | 0.0187 | 0.15 | 0.6612 | 0 | 0 | 0
| 3323 | 12 | 33 |  |  | 433 | 165 | 0.0187 | 0.15 | 0.6612 | 0 | 0 | 0
| 3324 | 12 | 33 |  |  | 433 | 165 | 0.0187 | 0.15 | 0.6612 | 0 | 0 | 0
| 3325 | 12 | 33 |  |  | 433 | 165 | 0.0187 | 0.15 | 0.6612 | 0 | 0 | 0
| 3326 | 12 | 33 |  |  | 433 | 165 | 0.0187 | 0.15 | 0.6612 | 0 | 0 | 0
| 3327 | 12 | 33 |  |  | 433 | 165 | 0.0187 | 0.15 | 0.6612 | 0 | 0 | 0
| 3328 | 12 | 33 |  |  | 433 | 165 | 0.0187 | 0.15 | 0.6612 | 0 | 0 | 0
| 3329 | 12 | 33 |  |  | 433 | 165 | 0.0187 | 0.15 | 0.6612 | 0 | 0 | 0
| 3330 | 12 | 33 |  |  | 433 | 165 | 0.0187 | 0.15 | 0.6612 | 0 | 0 | 0
| 3331 | 12 | 33 |  |  | 433 | 165 | 0.0187 | 0.15 | 0.6612 | 0 | 0 | 0
| 3332 | 12 | 33 |  |  | 433 | 165 | 0.0187 | 0.15 | 0.6612 | 0 | 0 | 0
| 3333 | 12 | 33 |  |  | 433 | 165 | 0.0187 | 0.15 | 0.6612 | 0 | 0 | 0
| 3334 | 12 | 33 |  |  | 433 | 165 | 0.0187 | 0.15 | 0.6612 | 0 | 0 | 0
| 3335 | 12 | 33 |  |  | 433 | 165 | 0.0187 | 0.15 | 0.6612 | 0 | 0 | 0
| 3336 | 12 | 33 |  |  | 433 | 165 | 0.0187 | 0.15 | 0.6612 | 0 | 0 | 0
| 3337 | 12 | 33 |  |  | 433 | 165 | 0.0187 | 0.15 | 0.6612 | 0 | 0 | 0
| 3338 | 12 | 33 |  |  | 433 | 165 | 0.0187 | 0.15 | 0.6612 | 0 | 0 | 0
| 3339 | 12 | 33 |  |  | 433 | 165 | 0.0187 | 0.15 | 0.6612 | 0 | 0 | 0
| 3340 | 12 | 33 |  |  | 433 | 165 | 0.0187 | 0.15 | 0.6612 | 0 | 0 | 0
| 3341 | 12 | 33 |  |  | 433 | 165 | 0.0187 | 0.15 | 0.6612 | 0 | 0 | 0
| 3342 | 12 | 33 |  |  | 433 | 165 | 0.0187 | 0.15 | 0.6612 | 0 | 0 | 0
| 3343 | 12 | 33 |  |  | 433 | 165 | 0.0187 | 0.15 | 0.6612 | 0 | 0 | 0
| 3344 | 12 | 33 |  |  | 433 | 165 | 0.0187 | 0.15 | 0.6612 | 0 | 0 | 0
| 3345 | 12 | 33 |  |  | 433 | 165 | 0.0187 | 0.15 | 0.6612 | 0 | 0 | 0
| 3346 | 12 | 33 |  |  | 433 | 165 | 0.0187 | 0.15 | 0.6612 | 0 | 0 | 0
| 3347 | 12 | 33 |  |  | 433 | 165 | 0.0187 | 0.15 | 0.6612 | 0 | 0 | 0
| 3348 | 12 | 33 |  |  | 433 | 165 | 0.0187 | 0.15 | 0.6612 | 0 | 0 | 0
| 3349 | 12 | 33 |  |  | 433 | 165 | 0.0187 | 0.15 | 0.6612 | 0 | 0 | 0
| 3350 | 12 | 33 |  |  | 433 | 165 | 0.0187 | 0.15 | 0.6612 | 0 | 0 | 0
| 3351 | 12 | 33 |  |  | 433 | 165 | 0.0187 | 0.15 | 0.6612 | 0 | 0 | 0
| 3352 | 12 | 33 |  |  | 433 | 165 | 0.0187 | 0.15 | 0.6612 | 0 | 0 | 0
| 3353 | 12 | 33 |  |  | 433 | 165 | 0.0187 | 0.15 | 0.6612 | 0 | 0 | 0
| 3354 | 12 | 33 |  |  | 433 | 165 | 0.0187 | 0.15 | 0.6612 | 0 | 0 | 0
| 3355 | 12 | 33 |  |  | 433 | 165 | 0.0187 | 0.15 | 0.6612 | 0 | 0 | 0
| 3356 | 12 | 33 |  |  | 433 | 165 | 0.0187 | 0.15 | 0.6612 | 0 | 0 | 0
| 3357 | 12 | 33 |  |  | 433 | 165 | 0.0187 | 0.15 | 0.6612 | 0 | 0 | 0
| 3358 | 12 | 33 |  |  | 433 | 165 | 0.0187 | 0.15 | 0.6612 | 0 | 0 | 0
| 3359 | 12 | 33 |  |  | 433 | 165 | 0.0187 | 0.15 | 0.6612 | 0 | 0 | 0
| 3360 | 12 | 33 |  |  | 433 | 165 | 0.0187 | 0.15 | 0.6612 | 0 | 0 | 0
| 3361 | 12 | 33 |  |  | 433 | 165 | 0.0187 | 0.15 | 0.6612 | 0 | 0 | 0
| 3362 | 12 | 33 |  |  | 433 | 165 | 0.0187 | 0.15 | 0.6612 | 0 | 0 | 0
| 3363 | 12 | 33 |  |  | 433 | 165 | 0.0187 | 0.15 | 0.6612 | 0 | 0 | 0
| 3364 | 12 | 33 |  |  | 433 | 165 | 0.0187 | 0.15 | 0.6612 | 0 | 0 | 0
| 3365 | 12 | 33 |  |  | 433 | 165 | 0.0187 | 0.15 | 0.6612 | 0 | 0 | 0
| 3366 | 12 | 33 |  |  | 433 | 165 | 0.0187 | 0.15 | 0.6612 | 0 | 0 | 0
| 3367 | 12 | 33 |  |  | 433 | 165 | 0.0187 | 0.15 | 0.6612 | 0 | 0 | 0
| 3368 | 12 | 33 |  |  | 433 | 165 | 0.0187 | 0.15 | 0.6612 | 0 | 0 | 0
| 3369 | 12 | 33 |  |  | 433 | 165 | 0.0187 | 0.15 | 0.6612 | 0 | 0 | 0
| 3370 | 12 | 33 |  |  | 433 | 165 | 0.0187 | 0.15 | 0.6612 | 0 | 0 | 0
| 3371 | 12 | 33 |  |  | 433 | 165 | 0.0187 | 0.15 | 0.6612 | 0 | 0 | 0
| 3372 | 12 | 33 |  |  | 433 | 165 | 0.0187 | 0.15 | 0.6612 | 0 | 0 | 0
| 3373 | 12 | 33 |  |  | 433 | 165 | 0.0187 | 0.15 | 0.6612 | 0 | 0 | 0
| 3374 | 12 | 33 |  |  | 433 | 165 | 0.0187 | 0.15 | 0.6612 | 0 | 0 | 0
| 3375 | 12 | 33 |  |  | 433 | 165 | 0.0187 | 0.15 | 0.6612 | 0 | 0 | 0
| 3376 | 12 | 33 |  |  | 433 | 165 | 0.0187 | 0.15 | 0.6612 | 0 | 0 | 0
| 3377 | 12 | 33 |  |  | 433 | 165 | 0.0187 | 0.15 | 0.6612 | 0 | 0 | 0
| 3378 | 12 | 33 |  |  | 433 | 165 | 0.0187 | 0.15 | 0.6612 | 0 | 0 | 0
| 3379 | 12 | 33 |  |  | 433 | 165 | 0.0187 | 0.15 | 0.6612 | 0 | 0 | 0
| 3380 | 12 | 33 |  |  | 433 | 165 | 0.0187 | 0.15 | 0.6612 | 0 | 0 | 0
| 3381 | 12 | 33 |  |  | 433 | 165 | 0.0187 | 0.15 | 0.6612 | 0 | 0 | 0
| 3382 | 12 | 33 |  |  | 433 | 165 | 0.0187 | 0.15 | 0.6612 | 0 | 0 | 0
| 3383 | 12 | 33 |  |  | 433 | 165 | 0.0187 | 0.15 | 0.6612 | 0 | 0 | 0
| 3384 | 12 | 33 |  |  | 433 | 165 | 0.0187 | 0.15 | 0.6612 | 0 | 0 | 0
| 3385 | 12 | 33 |  |  | 433 | 165 | 0.0187 | 0.15 | 0.6612 | 0 | 0 | 0
| 3386 | 12 | 33 |  |  | 433 | 165 | 0.0187 | 0.15 | 0.6612 | 0 | 0 | 0
| 3387 | 12 | 33 |  |  | 433 | 165 | 0.0187 | 0.15 | 0.6612 | 0 | 0 | 0
| 3388 | 12 | 33 |  |  | 433 | 165 | 0.0187 | 0.15 | 0.6612 | 0 | 0 | 0
| 3389 | 12 | 33 |  |  | 433 | 165 | 0.0187 | 0.15 | 0.6612 | 0 | 0 | 0
| 3390 | 12 | 33 |  |  | 433 | 165 | 0.0187 | 0.15 | 0.6612 | 0 | 0 | 0
| 3391 | 12 | 33 |  |  | 433 | 165 | 0.0187 | 0.15 | 0.6612 | 0 | 0 | 0
| 3392 | 12 | 33 |  |  | 433 | 165 | 0.0187 | 0.15 | 0.6612 | 0 | 0 | 0
| 3393 | 12 | 33 |  |  | 433 | 165 | 0.0187 | 0.15 | 0.6612 | 0 | 0 | 0
| 3394 | 12 | 33 |  |  | 433 | 165 | 0.0187 | 0.15 | 0.6612 | 0 | 0 | 0
| 3395 | 12 | 33 |  |  | 433 | 165 | 0.0187 | 0.15 | 0.6612 | 0 | 0 | 0
| 3396 | 12 | 33 |  |  | 433 | 165 | 0.0187 | 0.15 | 0.6612 | 0 | 0 | 0
| 3397 | 12 | 33 |  |  | 433 | 165 | 0.0187 | 0.15 | 0.6612 | 0 | 0 | 0
| 3398 | 12 | 33 |  |  | 433 | 165 | 0.0187 | 0.15 | 0.6612 | 0 | 0 | 0
| 3399 | 12 | 33 |  |  | 433 | 165 | 0.0187 | 0.15 | 0.6612 | 0 | 0 | 0
| 3400 | 12 | 33 |  |  | 433 | 165 | 0.0187 | 0.15 | 0.6612 | 0 | 0 | 0
| 3401 | 12 | 33 |  |  | 433 | 165 | 0.0187 | 0.15 | 0.6612 | 0 | 0 | 0
| 3402 | 12 | 33 |  |  | 433 | 165 | 0.0187 | 0.15 | 0.6612 | 0 | 0 | 0
| 3403 | 12 | 33 |  |  | 433 | 165 | 0.0187 | 0.15 | 0.6612 | 0 | 0 | 0
| 3404 | 12 | 33 |  |  | 433 | 165 | 0.0187 | 0.15 | 0.6612 | 0 | 0 | 0
| 3405 | 12 | 33 |  |  | 433 | 165 | 0.0187 | 0.15 | 0.6612 | 0 | 0 | 0
| 3406 | 12 | 33 |  |  | 433 | 165 | 0.0187 | 0.15 | 0.6612 | 0 | 0 | 0
| 3407 | 12 | 33 |  |  | 433 | 165 | 0.0187 | 0.15 | 0.6612 | 0 | 0 | 0
| 3408 | 12 | 33 |  |  | 433 | 165 | 0.0187 | 0.15 | 0.6612 | 0 | 0 | 0
| 3409 | 12 | 33 |  |  | 433 | 165 | 0.0187 | 0.15 | 0.6612 | 0 | 0 | 0
| 3410 | 12 | 33 |  |  | 433 | 165 | 0.0187 | 0.15 | 0.6612 | 0 | 0 | 0
| 3411 | 12 | 33 |  |  | 433 | 165 | 0.0187 | 0.15 | 0.6612 | 0 | 0 | 0
| 3412 | 13 | 33 |  |  | 580 | 220 | 0.0187 | 0.15 | 0.6612 | 0 | 0 | 0
| 3413 | 13 | 33 |  |  | 580 | 220 | 0.0187 | 0.15 | 0.6612 | 0 | 0 | 0
| 3414 | 13 | 33 |  |  | 580 | 220 | 0.0187 | 0.15 | 0.6612 | 0 | 0 | 0
| 3415 | 13 | 33 |  |  | 580 | 220 | 0.0187 | 0.15 | 0.6612 | 0 | 0 | 0
| 3416 | 13 | 33 |  |  | 580 | 220 | 0.0187 | 0.15 | 0.6612 | 0 | 0 | 0
| 3417 | 13 | 33 |  |  | 580 | 220 | 0.0187 | 0.15 | 0.6612 | 0 | 0 | 0
| 3418 | 13 | 33 |  |  | 580 | 220 | 0.0187 | 0.15 | 0.6612 | 0 | 0 | 0
| 3419 | 13 | 33 |  |  | 580 | 220 | 0.0187 | 0.15 | 0.6612 | 0 | 0 | 0
| 3420 | 13 | 33 |  |  | 580 | 220 | 0.0187 | 0.15 | 0.6612 | 0 | 0 | 0
| 3421 | 13 | 33 |  |  | 580 | 220 | 0.0187 | 0.15 | 0.6612 | 0 | 0 | 0
| 3422 | 13 | 33 |  |  | 580 | 220 | 0.0187 | 0.15 | 0.6612 | 0 | 0 | 0
| 3423 | 13 | 33 |  |  | 580 | 220 | 0.0187 | 0.15 | 0.6612 | 0 | 0 | 0
| 3424 | 13 | 33 |  |  | 580 | 220 | 0.0187 | 0.15 | 0.6612 | 0 | 0 | 0
| 3425 | 13 | 33 |  |  | 580 | 220 | 0.0187 | 0.15 | 0.6612 | 0 | 0 | 0
| 3426 | 13 | 33 |  |  | 580 | 220 | 0.0187 | 0.15 | 0.6612 | 0 | 0 | 0
| 3427 | 13 | 33 |  |  | 580 | 220 | 0.0187 | 0.15 | 0.6612 | 0 | 0 | 0
| 3428 | 13 | 33 |  |  | 580 | 220 | 0.0187 | 0.15 | 0.6612 | 0 | 0 | 0
| 3429 | 13 | 33 |  |  | 580 | 220 | 0.0187 | 0.15 | 0.6612 | 0 | 0 | 0
| 3430 | 13 | 33 |  |  | 580 | 220 | 0.0187 | 0.15 | 0.6612 | 0 | 0 | 0
| 3431 | 13 | 33 |  |  | 580 | 220 | 0.0187 | 0.15 | 0.6612 | 0 | 0 | 0
| 3432 | 13 | 33 |  |  | 580 | 220 | 0.0187 | 0.15 | 0.6612 | 0 | 0 | 0
| 3433 | 13 | 33 |  |  | 580 | 220 | 0.0187 | 0.15 | 0.6612 | 0 | 0 | 0
| 3434 | 13 | 33 |  |  | 580 | 220 | 0.0187 | 0.15 | 0.6612 | 0 | 0 | 0
| 3435 | 13 | 33 |  |  | 580 | 220 | 0.0187 | 0.15 | 0.6612 | 0 | 0 | 0
| 3436 | 13 | 33 |  |  | 580 | 220 | 0.0187 | 0.15 | 0.6612 | 0 | 0 | 0
| 3437 | 13 | 33 |  |  | 580 | 220 | 0.0187 | 0.15 | 0.6612 | 0 | 0 | 0
| 3438 | 13 | 33 |  |  | 580 | 220 | 0.0187 | 0.15 | 0.6612 | 0 | 0 | 0
| 3439 | 13 | 33 |  |  | 580 | 220 | 0.0187 | 0.15 | 0.6612 | 0 | 0 | 0
| 3440 | 13 | 33 |  |  | 580 | 220 | 0.0187 | 0.15 | 0.6612 | 0 | 0 | 0
| 3441 | 13 | 33 |  |  | 580 | 220 | 0.0187 | 0.15 | 0.6612 | 0 | 0 | 0
| 3442 | 13 | 33 |  |  | 580 | 220 | 0.0187 | 0.15 | 0.6612 | 0 | 0 | 0
| 3443 | 13 | 33 |  |  | 580 | 220 | 0.0187 | 0.15 | 0.6612 | 0 | 0 | 0
| 3444 | 13 | 33 |  |  | 580 | 220 | 0.0187 | 0.15 | 0.6612 | 0 | 0 | 0
| 3445 | 13 | 33 |  |  | 580 | 220 | 0.0187 | 0.15 | 0.6612 | 0 | 0 | 0
| 3446 | 13 | 33 |  |  | 580 | 220 | 0.0187 | 0.15 | 0.6612 | 0 | 0 | 0
| 3447 | 13 | 33 |  |  | 580 | 220 | 0.0187 | 0.15 | 0.6612 | 0 | 0 | 0
| 3448 | 13 | 33 |  |  | 580 | 220 | 0.0187 | 0.15 | 0.6612 | 0 | 0 | 0
| 3449 | 10 | 33 |  |  | 340 | 125 | 0.0187 | 0.15 | 0.6612 | 0 | 0 | 0
| 3450 | 10 | 33 |  |  | 340 | 125 | 0.0187 | 0.15 | 0.6612 | 0 | 0 | 0
| 3451 | 10 | 33 |  |  | 340 | 125 | 0.0187 | 0.15 | 0.6612 | 0 | 0 | 0
| 3452 | 10 | 33 |  |  | 340 | 125 | 0.0187 | 0.15 | 0.6612 | 0 | 0 | 0
| 3453 | 10 | 33 |  |  | 340 | 125 | 0.0187 | 0.15 | 0.6612 | 0 | 0 | 0
| 3454 | 10 | 33 |  |  | 340 | 125 | 0.0187 | 0.15 | 0.6612 | 0 | 0 | 0
| 3455 | 10 | 33 |  |  | 340 | 125 | 0.0187 | 0.15 | 0.6612 | 0 | 0 | 0
| 3456 | 10 | 33 |  |  | 340 | 125 | 0.0187 | 0.15 | 0.6612 | 0 | 0 | 0
| 3457 | 10 | 33 |  |  | 340 | 125 | 0.0187 | 0.15 | 0.6612 | 0 | 0 | 0
| 3458 | 10 | 33 |  |  | 340 | 125 | 0.0187 | 0.15 | 0.6612 | 0 | 0 | 0
| 3459 | 10 | 33 |  |  | 340 | 125 | 0.0187 | 0.15 | 0.6612 | 0 | 0 | 0
| 3460 | 12 | 33 |  |  | 433 | 165 | 0.0187 | 0.15 | 0.6612 | 0 | 0 | 0
| 3461 | 12 | 33 |  |  | 433 | 165 | 0.0187 | 0.15 | 0.6612 | 0 | 0 | 0
| 3462 | 12 | 33 |  |  | 433 | 165 | 0.0187 | 0.15 | 0.6612 | 0 | 0 | 0
| 3463 | 12 | 33 |  |  | 433 | 165 | 0.0187 | 0.15 | 0.6612 | 0 | 0 | 0
| 3464 | 12 | 33 |  |  | 433 | 165 | 0.0187 | 0.15 | 0.6612 | 0 | 0 | 0
| 3465 | 12 | 33 |  |  | 433 | 165 | 0.0187 | 0.15 | 0.6612 | 0 | 0 | 0
| 3466 | 12 | 33 |  |  | 433 | 165 | 0.0187 | 0.15 | 0.6612 | 0 | 0 | 0
| 3467 | 12 | 33 |  |  | 433 | 165 | 0.0187 | 0.15 | 0.6612 | 0 | 0 | 0
| 3468 | 12 | 33 |  |  | 433 | 165 | 0.0187 | 0.15 | 0.6612 | 0 | 0 | 0
| 3469 | 12 | 33 |  |  | 433 | 165 | 0.0187 | 0.15 | 0.6612 | 0 | 0 | 0
| 3470 | 12 | 33 |  |  | 433 | 165 | 0.0187 | 0.15 | 0.6612 | 0 | 0 | 0
| 3471 | 12 | 33 |  |  | 433 | 165 | 0.0187 | 0.15 | 0.6612 | 0 | 0 | 0
| 3472 | 10 | 33 |  |  | 340 | 125 | 0.0187 | 0.15 | 0.6612 | 0 | 0 | 0
| 3473 | 10 | 33 |  |  | 340 | 125 | 0.0187 | 0.15 | 0.6612 | 0 | 0 | 0
| 3474 | 10 | 33 |  |  | 340 | 125 | 0.0187 | 0.15 | 0.6612 | 0 | 0 | 0
| 3475 | 10 | 33 |  |  | 340 | 125 | 0.0187 | 0.15 | 0.6612 | 0 | 0 | 0
| 3476 | 10 | 33 |  |  | 340 | 125 | 0.0187 | 0.15 | 0.6612 | 0 | 0 | 0
| 3477 | 10 | 33 |  |  | 340 | 125 | 0.0187 | 0.15 | 0.6612 | 0 | 0 | 0
| 3478 | 10 | 33 |  |  | 340 | 125 | 0.0187 | 0.15 | 0.6612 | 0 | 0 | 0
| 3479 | 10 | 33 |  |  | 340 | 125 | 0.0187 | 0.15 | 0.6612 | 0 | 0 | 0
| 3480 | 10 | 33 |  |  | 340 | 125 | 0.0187 | 0.15 | 0.6612 | 0 | 0 | 0
| 3481 | 10 | 33 |  |  | 340 | 125 | 0.0187 | 0.15 | 0.6612 | 0 | 0 | 0
| 3482 | 10 | 33 |  |  | 340 | 125 | 0.0187 | 0.15 | 0.6612 | 0 | 0 | 0
| 3483 | 10 | 33 |  |  | 340 | 125 | 0.0187 | 0.15 | 0.6612 | 0 | 0 | 0
| 3484 | 10 | 33 |  |  | 340 | 125 | 0.0187 | 0.15 | 0.6612 | 0 | 0 | 0
| 3485 | 10 | 33 |  |  | 340 | 125 | 0.0187 | 0.15 | 0.6612 | 0 | 0 | 0
| 3486 | 10 | 33 |  |  | 340 | 125 | 0.0187 | 0.15 | 0.6612 | 0 | 0 | 0
| 3487 | 10 | 33 |  |  | 340 | 125 | 0.0187 | 0.15 | 0.6612 | 0 | 0 | 0
| 3488 | 10 | 33 |  |  | 340 | 125 | 0.0187 | 0.15 | 0.6612 | 0 | 0 | 0
| 3489 | 10 | 33 |  |  | 340 | 125 | 0.0187 | 0.15 | 0.6612 | 0 | 0 | 0
| 3490 | 10 | 33 |  |  | 340 | 125 | 0.0187 | 0.15 | 0.6612 | 0 | 0 | 0
| 3491 | 10 | 33 |  |  | 340 | 125 | 0.0187 | 0.15 | 0.6612 | 0 | 0 | 0
| 3492 | 10 | 33 |  |  | 340 | 125 | 0.0187 | 0.15 | 0.6612 | 0 | 0 | 0
| 3493 | 12 | 33 |  |  | 433 | 165 | 0.0187 | 0.15 | 0.6612 | 0 | 0 | 0
| 3494 | 12 | 33 |  |  | 433 | 165 | 0.0187 | 0.15 | 0.6612 | 0 | 0 | 0
| 3495 | 12 | 33 |  |  | 433 | 165 | 0.0187 | 0.15 | 0.6612 | 0 | 0 | 0
| 3496 | 12 | 33 |  |  | 433 | 165 | 0.0187 | 0.15 | 0.6612 | 0 | 0 | 0
| 3497 | 12 | 33 |  |  | 433 | 165 | 0.0187 | 0.15 | 0.6612 | 0 | 0 | 0
| 3498 | 12 | 33 |  |  | 433 | 165 | 0.0187 | 0.15 | 0.6612 | 0 | 0 | 0
| 3499 | 12 | 33 |  |  | 433 | 165 | 0.0187 | 0.15 | 0.6612 | 0 | 0 | 0
| 3500 | 12 | 33 |  |  | 433 | 165 | 0.0187 | 0.15 | 0.6612 | 0 | 0 | 0
| 3501 | 12 | 33 |  |  | 433 | 165 | 0.0187 | 0.15 | 0.6612 | 0 | 0 | 0
| 3502 | 12 | 33 |  |  | 433 | 165 | 0.0187 | 0.15 | 0.6612 | 0 | 0 | 0
| 3503 | 12 | 33 |  |  | 433 | 165 | 0.0187 | 0.15 | 0.6612 | 0 | 0 | 0
| 3504 | 12 | 33 |  |  | 433 | 165 | 0.0187 | 0.15 | 0.6612 | 0 | 0 | 0
| 3505 | 12 | 33 |  |  | 433 | 165 | 0.0187 | 0.15 | 0.6612 | 0 | 0 | 0
| 3506 | 12 | 33 |  |  | 433 | 165 | 0.0187 | 0.15 | 0.6612 | 0 | 0 | 0
| 3507 | 12 | 33 |  |  | 433 | 165 | 0.0187 | 0.15 | 0.6612 | 0 | 0 | 0
| 3508 | 12 | 33 |  |  | 433 | 165 | 0.0187 | 0.15 | 0.6612 | 0 | 0 | 0
| 3509 | 12 | 33 |  |  | 433 | 165 | 0.0187 | 0.15 | 0.6612 | 0 | 0 | 0
| 3510 | 12 | 33 |  |  | 433 | 165 | 0.0187 | 0.15 | 0.6612 | 0 | 0 | 0
| 3511 | 13 | 33 |  |  | 580 | 220 | 0.0187 | 0.15 | 0.6612 | 0 | 0 | 0
| 3512 | 13 | 33 |  |  | 580 | 220 | 0.0187 | 0.15 | 0.6612 | 0 | 0 | 0
| 3513 | 10 | 33 |  |  | 340 | 125 | 0.0187 | 0.15 | 0.6612 | 0 | 0 | 0
| 3514 | 10 | 33 |  |  | 340 | 125 | 0.0187 | 0.15 | 0.6612 | 0 | 0 | 0
| 3515 | 10 | 33 |  |  | 340 | 125 | 0.0187 | 0.15 | 0.6612 | 0 | 0 | 0
| 3516 | 10 | 33 |  |  | 340 | 125 | 0.0187 | 0.15 | 0.6612 | 0 | 0 | 0
| 3517 | 10 | 33 |  |  | 340 | 125 | 0.0187 | 0.15 | 0.6612 | 0 | 0 | 0
| 3518 | 10 | 33 |  |  | 340 | 125 | 0.0187 | 0.15 | 0.6612 | 0 | 0 | 0
| 3519 | 10 | 33 |  |  | 340 | 125 | 0.0187 | 0.15 | 0.6612 | 0 | 0 | 0
| 3520 | 10 | 33 |  |  | 340 | 125 | 0.0187 | 0.15 | 0.6612 | 0 | 0 | 0
| 3521 | 10 | 33 |  |  | 340 | 125 | 0.0187 | 0.15 | 0.6612 | 0 | 0 | 0
| 3522 | 10 | 33 |  |  | 340 | 125 | 0.0187 | 0.15 | 0.6612 | 0 | 0 | 0
| 3523 | 10 | 33 |  |  | 340 | 125 | 0.0187 | 0.15 | 0.6612 | 0 | 0 | 0
| 3524 | 10 | 33 |  |  | 340 | 125 | 0.0187 | 0.15 | 0.6612 | 0 | 0 | 0
| 3525 | 10 | 33 |  |  | 340 | 125 | 0.0187 | 0.15 | 0.6612 | 0 | 0 | 0
| 3526 | 10 | 33 |  |  | 340 | 125 | 0.0187 | 0.15 | 0.6612 | 0 | 0 | 0
| 3527 | 10 | 33 |  |  | 340 | 125 | 0.0187 | 0.15 | 0.6612 | 0 | 0 | 0
| 3528 | 10 | 33 |  |  | 340 | 125 | 0.0187 | 0.15 | 0.6612 | 0 | 0 | 0
| 3529 | 10 | 33 |  |  | 340 | 125 | 0.0187 | 0.15 | 0.6612 | 0 | 0 | 0
| 3530 | 10 | 33 |  |  | 340 | 125 | 0.0187 | 0.15 | 0.6612 | 0 | 0 | 0
| 3531 | 10 | 33 |  |  | 340 | 125 | 0.0187 | 0.15 | 0.6612 | 0 | 0 | 0
| 3532 | 10 | 33 |  |  | 340 | 125 | 0.0187 | 0.15 | 0.6612 | 0 | 0 | 0
| 3533 | 10 | 33 |  |  | 340 | 125 | 0.0187 | 0.15 | 0.6612 | 0 | 0 | 0
| 3534 | 10 | 33 |  |  | 340 | 125 | 0.0187 | 0.15 | 0.6612 | 0 | 0 | 0
| 3535 | 10 | 33 |  |  | 340 | 125 | 0.0187 | 0.15 | 0.6612 | 0 | 0 | 0
| 3536 | 10 | 33 |  |  | 340 | 125 | 0.0187 | 0.15 | 0.6612 | 0 | 0 | 0
| 3537 | 10 | 33 |  |  | 340 | 125 | 0.0187 | 0.15 | 0.6612 | 0 | 0 | 0
| 3538 | 10 | 33 |  |  | 340 | 125 | 0.0187 | 0.15 | 0.6612 | 0 | 0 | 0
| 3539 | 10 | 33 |  |  | 340 | 125 | 0.0187 | 0.15 | 0.6612 | 0 | 0 | 0
| 3540 | 10 | 33 |  |  | 340 | 125 | 0.0187 | 0.15 | 0.6612 | 0 | 0 | 0
| 3541 | 10 | 33 |  |  | 340 | 125 | 0.0187 | 0.15 | 0.6612 | 0 | 0 | 0
| 3542 | 12 | 33 |  |  | 433 | 165 | 0.0187 | 0.15 | 0.6612 | 0 | 0 | 0
| 3543 | 12 | 33 |  |  | 433 | 165 | 0.0187 | 0.15 | 0.6612 | 0 | 0 | 0
| 3544 | 12 | 33 |  |  | 433 | 165 | 0.0187 | 0.15 | 0.6612 | 0 | 0 | 0
| 3545 | 12 | 33 |  |  | 433 | 165 | 0.0187 | 0.15 | 0.6612 | 0 | 0 | 0
| 3546 | 12 | 33 |  |  | 433 | 165 | 0.0187 | 0.15 | 0.6612 | 0 | 0 | 0
| 3547 | 12 | 33 |  |  | 433 | 165 | 0.0187 | 0.15 | 0.6612 | 0 | 0 | 0
| 3548 | 12 | 33 |  |  | 433 | 165 | 0.0187 | 0.15 | 0.6612 | 0 | 0 | 0
| 3549 | 13 | 33 |  |  | 580 | 220 | 0.0187 | 0.15 | 0.6612 | 0 | 0 | 0
| 3550 | 13 | 33 |  |  | 580 | 220 | 0.0187 | 0.15 | 0.6612 | 0 | 0 | 0
| 3551 | 13 | 33 |  |  | 580 | 220 | 0.0187 | 0.15 | 0.6612 | 0 | 0 | 0
| 3552 | 13 | 33 |  |  | 580 | 220 | 0.0187 | 0.15 | 0.6612 | 0 | 0 | 0
| 3553 | 13 | 33 |  |  | 580 | 220 | 0.0187 | 0.15 | 0.6612 | 0 | 0 | 0
| 3554 | 10 | 33 |  |  | 340 | 125 | 0.0187 | 0.15 | 0.6612 | 0 | 0 | 0
| 3555 | 10 | 33 |  |  | 340 | 125 | 0.0187 | 0.15 | 0.6612 | 0 | 0 | 0
| 3556 | 10 | 33 |  |  | 340 | 125 | 0.0187 | 0.15 | 0.6612 | 0 | 0 | 0
| 3557 | 10 | 33 |  |  | 340 | 125 | 0.0187 | 0.15 | 0.6612 | 0 | 0 | 0
| 3558 | 10 | 33 |  |  | 340 | 125 | 0.0187 | 0.15 | 0.6612 | 0 | 0 | 0
| 3559 | 10 | 33 |  |  | 340 | 125 | 0.0187 | 0.15 | 0.6612 | 0 | 0 | 0
| 3560 | 10 | 33 |  |  | 340 | 125 | 0.0187 | 0.15 | 0.6612 | 0 | 0 | 0
| 3561 | 10 | 33 |  |  | 340 | 125 | 0.0187 | 0.15 | 0.6612 | 0 | 0 | 0
| 3562 | 10 | 33 |  |  | 340 | 125 | 0.0187 | 0.15 | 0.6612 | 0 | 0 | 0
| 3563 | 10 | 33 |  |  | 340 | 125 | 0.0187 | 0.15 | 0.6612 | 0 | 0 | 0
| 3564 | 10 | 33 |  |  | 340 | 125 | 0.0187 | 0.15 | 0.6612 | 0 | 0 | 0
| 3565 | 10 | 33 |  |  | 340 | 125 | 0.0187 | 0.15 | 0.6612 | 0 | 0 | 0
| 3566 | 10 | 33 |  |  | 340 | 125 | 0.0187 | 0.15 | 0.6612 | 0 | 0 | 0
| 3567 | 10 | 33 |  |  | 340 | 125 | 0.0187 | 0.15 | 0.6612 | 0 | 0 | 0
| 3568 | 10 | 33 |  |  | 340 | 125 | 0.0187 | 0.15 | 0.6612 | 0 | 0 | 0
| 3569 | 10 | 33 |  |  | 340 | 125 | 0.0187 | 0.15 | 0.6612 | 0 | 0 | 0
| 3570 | 10 | 33 |  |  | 340 | 125 | 0.0187 | 0.15 | 0.6612 | 0 | 0 | 0
| 3571 | 10 | 33 |  |  | 340 | 125 | 0.0187 | 0.15 | 0.6612 | 0 | 0 | 0
| 3572 | 12 | 33 |  |  | 433 | 165 | 0.0187 | 0.15 | 0.6612 | 0 | 0 | 0
| 3573 | 12 | 33 |  |  | 433 | 165 | 0.0187 | 0.15 | 0.6612 | 0 | 0 | 0
| 3574 | 12 | 33 |  |  | 433 | 165 | 0.0187 | 0.15 | 0.6612 | 0 | 0 | 0
| 3575 | 12 | 33 |  |  | 433 | 165 | 0.0187 | 0.15 | 0.6612 | 0 | 0 | 0
| 3576 | 12 | 33 |  |  | 433 | 165 | 0.0187 | 0.15 | 0.6612 | 0 | 0 | 0
| 3577 | 12 | 33 |  |  | 433 | 165 | 0.0187 | 0.15 | 0.6612 | 0 | 0 | 0
| 3578 | 12 | 33 |  |  | 433 | 165 | 0.0187 | 0.15 | 0.6612 | 0 | 0 | 0
| 3579 | 11 | 22 |  |  | 390 | 145 | 0.0187 | 0.15 | 0.6612 | 0 | 0 | 0
| 3580 | 7 | 22 |  |  | 205 | 70 | 0.0187 | 0.15 | 0.6612 | 0 | 0 | 0
| 3581 | 7 | 22 |  |  | 205 | 70 | 0.0187 | 0.15 | 0.6612 | 0 | 0 | 0
| 3582 | 7 | 22 |  |  | 205 | 70 | 0.0187 | 0.15 | 0.6612 | 0 | 0 | 0
| 3583 | 7 | 22 |  |  | 205 | 70 | 0.0187 | 0.15 | 0.6612 | 0 | 0 | 0
| 3584 | 7 | 22 |  |  | 205 | 70 | 0.0187 | 0.15 | 0.6612 | 0 | 0 | 0
| 3585 | 7 | 22 |  |  | 205 | 70 | 0.0187 | 0.15 | 0.6612 | 0 | 0 | 0
| 3586 | 7 | 22 |  |  | 205 | 70 | 0.0187 | 0.15 | 0.6612 | 0 | 0 | 0
| 3587 | 7 | 22 |  |  | 205 | 70 | 0.0187 | 0.15 | 0.6612 | 0 | 0 | 0
| 3588 | 7 | 22 |  |  | 205 | 70 | 0.0187 | 0.15 | 0.6612 | 0 | 0 | 0
| 3589 | 7 | 22 |  |  | 205 | 70 | 0.0187 | 0.15 | 0.6612 | 0 | 0 | 0
| 3590 | 7 | 22 |  |  | 205 | 70 | 0.0187 | 0.15 | 0.6612 | 0 | 0 | 0
| 3591 | 7 | 22 |  |  | 205 | 70 | 0.0187 | 0.15 | 0.6612 | 0 | 0 | 0
| 3592 | 7 | 22 |  |  | 205 | 70 | 0.0187 | 0.15 | 0.6612 | 0 | 0 | 0
| 3593 | 7 | 22 |  |  | 205 | 70 | 0.0187 | 0.15 | 0.6612 | 0 | 0 | 0
| 3594 | 7 | 22 |  |  | 205 | 70 | 0.0187 | 0.15 | 0.6612 | 0 | 0 | 0
| 3595 | 7 | 22 |  |  | 205 | 70 | 0.0187 | 0.15 | 0.6612 | 0 | 0 | 0
| 3596 | 7 | 22 |  |  | 205 | 70 | 0.0187 | 0.15 | 0.6612 | 0 | 0 | 0
| 3597 | 7 | 22 |  |  | 205 | 70 | 0.0187 | 0.15 | 0.6612 | 0 | 0 | 0
| 3598 | 7 | 22 |  |  | 205 | 70 | 0.0187 | 0.15 | 0.6612 | 0 | 0 | 0
| 3599 | 7 | 22 |  |  | 205 | 70 | 0.0187 | 0.15 | 0.6612 | 0 | 0 | 0
| 3600 | 7 | 22 |  |  | 205 | 70 | 0.0187 | 0.15 | 0.6612 | 0 | 0 | 0
| 3601 | 7 | 22 |  |  | 205 | 70 | 0.0187 | 0.15 | 0.6612 | 0 | 0 | 0
| 3602 | 7 | 22 |  |  | 205 | 70 | 0.0187 | 0.15 | 0.6612 | 0 | 0 | 0
| 3603 | 7 | 22 |  |  | 205 | 70 | 0.0187 | 0.15 | 0.6612 | 0 | 0 | 0
| 3604 | 7 | 22 |  |  | 205 | 70 | 0.0187 | 0.15 | 0.6612 | 0 | 0 | 0
| 3605 | 7 | 22 |  |  | 205 | 70 | 0.0187 | 0.15 | 0.6612 | 0 | 0 | 0
| 3606 | 7 | 22 |  |  | 205 | 70 | 0.0187 | 0.15 | 0.6612 | 0 | 0 | 0
| 3607 | 7 | 22 |  |  | 205 | 70 | 0.0187 | 0.15 | 0.6612 | 0 | 0 | 0
| 3608 | 7 | 22 |  |  | 205 | 70 | 0.0187 | 0.15 | 0.6612 | 0 | 0 | 0
| 3609 | 7 | 22 |  |  | 205 | 70 | 0.0187 | 0.15 | 0.6612 | 0 | 0 | 0
| 3610 | 7 | 22 |  |  | 205 | 70 | 0.0187 | 0.15 | 0.6612 | 0 | 0 | 0
| 3611 | 7 | 22 |  |  | 205 | 70 | 0.0187 | 0.15 | 0.6612 | 0 | 0 | 0
| 3612 | 7 | 22 |  |  | 205 | 70 | 0.0187 | 0.15 | 0.6612 | 0 | 0 | 0
| 3613 | 7 | 22 |  |  | 205 | 70 | 0.0187 | 0.15 | 0.6612 | 0 | 0 | 0
| 3614 | 7 | 22 |  |  | 205 | 70 | 0.0187 | 0.15 | 0.6612 | 0 | 0 | 0
| 3615 | 7 | 22 |  |  | 205 | 70 | 0.0187 | 0.15 | 0.6612 | 0 | 0 | 0
| 3616 | 7 | 22 |  |  | 205 | 70 | 0.0187 | 0.15 | 0.6612 | 0 | 0 | 0
| 3617 | 7 | 22 |  |  | 205 | 70 | 0.0187 | 0.15 | 0.6612 | 0 | 0 | 0
| 3618 | 7 | 22 |  |  | 205 | 70 | 0.0187 | 0.15 | 0.6612 | 0 | 0 | 0
| 3619 | 7 | 22 |  |  | 205 | 70 | 0.0187 | 0.15 | 0.6612 | 0 | 0 | 0
| 3620 | 8 | 22 |  |  | 280 | 95 | 0.0187 | 0.15 | 0.6612 | 0 | 0 | 0
| 3621 | 8 | 22 |  |  | 280 | 95 | 0.0187 | 0.15 | 0.6612 | 0 | 0 | 0
| 3622 | 8 | 22 |  |  | 280 | 95 | 0.0187 | 0.15 | 0.6612 | 0 | 0 | 0
| 3623 | 8 | 22 |  |  | 280 | 95 | 0.0187 | 0.15 | 0.6612 | 0 | 0 | 0
| 3624 | 8 | 22 |  |  | 280 | 95 | 0.0187 | 0.15 | 0.6612 | 0 | 0 | 0
| 3625 | 8 | 22 |  |  | 280 | 95 | 0.0187 | 0.15 | 0.6612 | 0 | 0 | 0
| 3626 | 8 | 22 |  |  | 280 | 95 | 0.0187 | 0.15 | 0.6612 | 0 | 0 | 0
| 3627 | 8 | 22 |  |  | 280 | 95 | 0.0187 | 0.15 | 0.6612 | 0 | 0 | 0
| 3628 | 8 | 22 |  |  | 280 | 95 | 0.0187 | 0.15 | 0.6612 | 0 | 0 | 0
| 3629 | 8 | 22 |  |  | 280 | 95 | 0.0187 | 0.15 | 0.6612 | 0 | 0 | 0
| 3630 | 8 | 22 |  |  | 280 | 95 | 0.0187 | 0.15 | 0.6612 | 0 | 0 | 0
| 3631 | 8 | 22 |  |  | 280 | 95 | 0.0187 | 0.15 | 0.6612 | 0 | 0 | 0
| 3632 | 8 | 22 |  |  | 280 | 95 | 0.0187 | 0.15 | 0.6612 | 0 | 0 | 0
| 3633 | 8 | 22 |  |  | 280 | 95 | 0.0187 | 0.15 | 0.6612 | 0 | 0 | 0
| 3634 | 8 | 22 |  |  | 280 | 95 | 0.0187 | 0.15 | 0.6612 | 0 | 0 | 0
| 3635 | 8 | 22 |  |  | 280 | 95 | 0.0187 | 0.15 | 0.6612 | 0 | 0 | 0
| 3636 | 8 | 22 |  |  | 280 | 95 | 0.0187 | 0.15 | 0.6612 | 0 | 0 | 0
| 3637 | 8 | 22 |  |  | 280 | 95 | 0.0187 | 0.15 | 0.6612 | 0 | 0 | 0
| 3638 | 8 | 22 |  |  | 280 | 95 | 0.0187 | 0.15 | 0.6612 | 0 | 0 | 0
| 3639 | 8 | 22 |  |  | 280 | 95 | 0.0187 | 0.15 | 0.6612 | 0 | 0 | 0
| 3640 | 8 | 22 |  |  | 280 | 95 | 0.0187 | 0.15 | 0.6612 | 0 | 0 | 0
| 3641 | 8 | 22 |  |  | 280 | 95 | 0.0187 | 0.15 | 0.6612 | 0 | 0 | 0
| 3642 | 10 | 22 |  |  | 340 | 125 | 0.0187 | 0.15 | 0.6612 | 0 | 0 | 0
| 3643 | 10 | 22 |  |  | 340 | 125 | 0.0187 | 0.15 | 0.6612 | 0 | 0 | 0
| 3644 | 10 | 22 |  |  | 340 | 125 | 0.0187 | 0.15 | 0.6612 | 0 | 0 | 0
| 3645 | 10 | 22 |  |  | 340 | 125 | 0.0187 | 0.15 | 0.6612 | 0 | 0 | 0
| 3646 | 10 | 22 |  |  | 340 | 125 | 0.0187 | 0.15 | 0.6612 | 0 | 0 | 0
| 3647 | 10 | 22 |  |  | 340 | 125 | 0.0187 | 0.15 | 0.6612 | 0 | 0 | 0
| 3648 | 10 | 22 |  |  | 340 | 125 | 0.0187 | 0.15 | 0.6612 | 0 | 0 | 0
| 3649 | 10 | 22 |  |  | 340 | 125 | 0.0187 | 0.15 | 0.6612 | 0 | 0 | 0
| 3650 | 10 | 22 |  |  | 340 | 125 | 0.0187 | 0.15 | 0.6612 | 0 | 0 | 0
| 3651 | 10 | 22 |  |  | 340 | 125 | 0.0187 | 0.15 | 0.6612 | 0 | 0 | 0
| 3652 | 10 | 22 |  |  | 340 | 125 | 0.0187 | 0.15 | 0.6612 | 0 | 0 | 0
| 3653 | 10 | 22 |  |  | 340 | 125 | 0.0187 | 0.15 | 0.6612 | 0 | 0 | 0
| 3654 | 10 | 22 |  |  | 340 | 125 | 0.0187 | 0.15 | 0.6612 | 0 | 0 | 0
| 3655 | 10 | 22 |  |  | 340 | 125 | 0.0187 | 0.15 | 0.6612 | 0 | 0 | 0
| 3656 | 10 | 22 |  |  | 340 | 125 | 0.0187 | 0.15 | 0.6612 | 0 | 0 | 0
| 3657 | 10 | 22 |  |  | 340 | 125 | 0.0187 | 0.15 | 0.6612 | 0 | 0 | 0
| 3658 | 10 | 22 |  |  | 340 | 125 | 0.0187 | 0.15 | 0.6612 | 0 | 0 | 0
| 3659 | 10 | 22 |  |  | 340 | 125 | 0.0187 | 0.15 | 0.6612 | 0 | 0 | 0
| 3660 | 10 | 22 |  |  | 340 | 125 | 0.0187 | 0.15 | 0.6612 | 0 | 0 | 0
| 3661 | 10 | 22 |  |  | 340 | 125 | 0.0187 | 0.15 | 0.6612 | 0 | 0 | 0
| 3662 | 10 | 22 |  |  | 340 | 125 | 0.0187 | 0.15 | 0.6612 | 0 | 0 | 0
| 3663 | 10 | 22 |  |  | 340 | 125 | 0.0187 | 0.15 | 0.6612 | 0 | 0 | 0
| 3664 | 10 | 22 |  |  | 340 | 125 | 0.0187 | 0.15 | 0.6612 | 0 | 0 | 0
| 3665 | 10 | 22 |  |  | 340 | 125 | 0.0187 | 0.15 | 0.6612 | 0 | 0 | 0
| 3666 | 10 | 22 |  |  | 340 | 125 | 0.0187 | 0.15 | 0.6612 | 0 | 0 | 0
| 3667 | 10 | 22 |  |  | 340 | 125 | 0.0187 | 0.15 | 0.6612 | 0 | 0 | 0
| 3668 | 10 | 22 |  |  | 340 | 125 | 0.0187 | 0.15 | 0.6612 | 0 | 0 | 0
| 3669 | 10 | 22 |  |  | 340 | 125 | 0.0187 | 0.15 | 0.6612 | 0 | 0 | 0
| 3670 | 10 | 22 |  |  | 340 | 125 | 0.0187 | 0.15 | 0.6612 | 0 | 0 | 0
| 3671 | 10 | 22 |  |  | 340 | 125 | 0.0187 | 0.15 | 0.6612 | 0 | 0 | 0
| 3672 | 10 | 22 |  |  | 340 | 125 | 0.0187 | 0.15 | 0.6612 | 0 | 0 | 0
| 3673 | 10 | 22 |  |  | 340 | 125 | 0.0187 | 0.15 | 0.6612 | 0 | 0 | 0
| 3674 | 10 | 22 |  |  | 340 | 125 | 0.0187 | 0.15 | 0.6612 | 0 | 0 | 0
| 3675 | 10 | 22 |  |  | 340 | 125 | 0.0187 | 0.15 | 0.6612 | 0 | 0 | 0
| 3676 | 10 | 22 |  |  | 340 | 125 | 0.0187 | 0.15 | 0.6612 | 0 | 0 | 0
| 3677 | 10 | 22 |  |  | 340 | 125 | 0.0187 | 0.15 | 0.6612 | 0 | 0 | 0
| 3678 | 11 | 22 |  |  | 390 | 145 | 0.0187 | 0.15 | 0.6612 | 0 | 0 | 0
| 3679 | 12 | 22 |  |  | 433 | 165 | 0.0187 | 0.15 | 0.6612 | 0 | 0 | 0
| 3680 | 12 | 22 |  |  | 433 | 165 | 0.0187 | 0.15 | 0.6612 | 0 | 0 | 0
| 3681 | 12 | 22 |  |  | 433 | 165 | 0.0187 | 0.15 | 0.6612 | 0 | 0 | 0
| 3682 | 10 | 23 |  |  | 340 | 125 | 0.0187 | 0.15 | 0.6612 | 0 | 0 | 0
| 3683 | 10 | 23 |  |  | 340 | 125 | 0.0187 | 0.15 | 0.6612 | 0 | 0 | 0
| 3684 | 10 | 23 |  |  | 340 | 125 | 0.0187 | 0.15 | 0.6612 | 0 | 0 | 0
| 3685 | 10 | 23 |  |  | 340 | 125 | 0.0187 | 0.15 | 0.6612 | 0 | 0 | 0
| 3686 | 10 | 23 |  |  | 340 | 125 | 0.0187 | 0.15 | 0.6612 | 0 | 0 | 0
| 3687 | 7 | 23 |  |  | 205 | 70 | 0.0187 | 0.15 | 0.6612 | 0 | 0 | 0
| 3688 | 7 | 23 |  |  | 205 | 70 | 0.0187 | 0.15 | 0.6612 | 0 | 0 | 0
| 3689 | 7 | 23 |  |  | 205 | 70 | 0.0187 | 0.15 | 0.6612 | 0 | 0 | 0
| 3690 | 7 | 23 |  |  | 205 | 70 | 0.0187 | 0.15 | 0.6612 | 0 | 0 | 0
| 3691 | 7 | 23 |  |  | 205 | 70 | 0.0187 | 0.15 | 0.6612 | 0 | 0 | 0
| 3692 | 7 | 23 |  |  | 205 | 70 | 0.0187 | 0.15 | 0.6612 | 0 | 0 | 0
| 3693 | 7 | 23 |  |  | 205 | 70 | 0.0187 | 0.15 | 0.6612 | 0 | 0 | 0
| 3694 | 7 | 23 |  |  | 205 | 70 | 0.0187 | 0.15 | 0.6612 | 0 | 0 | 0
| 3695 | 7 | 23 |  |  | 205 | 70 | 0.0187 | 0.15 | 0.6612 | 0 | 0 | 0
| 3696 | 7 | 23 |  |  | 205 | 70 | 0.0187 | 0.15 | 0.6612 | 0 | 0 | 0
| 3697 | 7 | 23 |  |  | 205 | 70 | 0.0187 | 0.15 | 0.6612 | 0 | 0 | 0
| 3698 | 7 | 23 |  |  | 205 | 70 | 0.0187 | 0.15 | 0.6612 | 0 | 0 | 0
| 3699 | 7 | 23 |  |  | 205 | 70 | 0.0187 | 0.15 | 0.6612 | 0 | 0 | 0
| 3700 | 7 | 23 |  |  | 205 | 70 | 0.0187 | 0.15 | 0.6612 | 0 | 0 | 0
| 3701 | 7 | 23 |  |  | 205 | 70 | 0.0187 | 0.15 | 0.6612 | 0 | 0 | 0
| 3702 | 7 | 23 |  |  | 205 | 70 | 0.0187 | 0.15 | 0.6612 | 0 | 0 | 0
| 3703 | 8 | 23 |  |  | 280 | 95 | 0.0187 | 0.15 | 0.6612 | 0 | 0 | 0
| 3704 | 8 | 23 |  |  | 280 | 95 | 0.0187 | 0.15 | 0.6612 | 0 | 0 | 0
| 3705 | 8 | 23 |  |  | 280 | 95 | 0.0187 | 0.15 | 0.6612 | 0 | 0 | 0
| 3706 | 8 | 23 |  |  | 280 | 95 | 0.0187 | 0.15 | 0.6612 | 0 | 0 | 0
| 3707 | 8 | 23 |  |  | 280 | 95 | 0.0187 | 0.15 | 0.6612 | 0 | 0 | 0
| 3708 | 8 | 23 |  |  | 280 | 95 | 0.0187 | 0.15 | 0.6612 | 0 | 0 | 0
| 3709 | 8 | 23 |  |  | 280 | 95 | 0.0187 | 0.15 | 0.6612 | 0 | 0 | 0
| 3710 | 8 | 23 |  |  | 280 | 95 | 0.0187 | 0.15 | 0.6612 | 0 | 0 | 0
| 3711 | 8 | 23 |  |  | 280 | 95 | 0.0187 | 0.15 | 0.6612 | 0 | 0 | 0
| 3712 | 8 | 23 |  |  | 280 | 95 | 0.0187 | 0.15 | 0.6612 | 0 | 0 | 0
| 3713 | 8 | 23 |  |  | 280 | 95 | 0.0187 | 0.15 | 0.6612 | 0 | 0 | 0
| 3714 | 8 | 23 |  |  | 280 | 95 | 0.0187 | 0.15 | 0.6612 | 0 | 0 | 0
| 3715 | 8 | 23 |  |  | 280 | 95 | 0.0187 | 0.15 | 0.6612 | 0 | 0 | 0
| 3716 | 8 | 23 |  |  | 280 | 95 | 0.0187 | 0.15 | 0.6612 | 0 | 0 | 0
| 3717 | 8 | 23 |  |  | 280 | 95 | 0.0187 | 0.15 | 0.6612 | 0 | 0 | 0
| 3718 | 8 | 23 |  |  | 280 | 95 | 0.0187 | 0.15 | 0.6612 | 0 | 0 | 0
| 3719 | 8 | 23 |  |  | 280 | 95 | 0.0187 | 0.15 | 0.6612 | 0 | 0 | 0
| 3720 | 8 | 23 |  |  | 280 | 95 | 0.0187 | 0.15 | 0.6612 | 0 | 0 | 0
| 3721 | 8 | 23 |  |  | 280 | 95 | 0.0187 | 0.15 | 0.6612 | 0 | 0 | 0
| 3722 | 8 | 23 |  |  | 280 | 95 | 0.0187 | 0.15 | 0.6612 | 0 | 0 | 0
| 3723 | 8 | 23 |  |  | 280 | 95 | 0.0187 | 0.15 | 0.6612 | 0 | 0 | 0
| 3724 | 8 | 23 |  |  | 280 | 95 | 0.0187 | 0.15 | 0.6612 | 0 | 0 | 0
| 3725 | 8 | 23 |  |  | 280 | 95 | 0.0187 | 0.15 | 0.6612 | 0 | 0 | 0
| 3726 | 8 | 23 |  |  | 280 | 95 | 0.0187 | 0.15 | 0.6612 | 0 | 0 | 0
| 3727 | 8 | 23 |  |  | 280 | 95 | 0.0187 | 0.15 | 0.6612 | 0 | 0 | 0
| 3728 | 8 | 23 |  |  | 280 | 95 | 0.0187 | 0.15 | 0.6612 | 0 | 0 | 0
| 3729 | 8 | 23 |  |  | 280 | 95 | 0.0187 | 0.15 | 0.6612 | 0 | 0 | 0
| 3730 | 8 | 23 |  |  | 280 | 95 | 0.0187 | 0.15 | 0.6612 | 0 | 0 | 0
| 3731 | 8 | 23 |  |  | 280 | 95 | 0.0187 | 0.15 | 0.6612 | 0 | 0 | 0
| 3732 | 8 | 23 |  |  | 280 | 95 | 0.0187 | 0.15 | 0.6612 | 0 | 0 | 0
| 3733 | 8 | 23 |  |  | 280 | 95 | 0.0187 | 0.15 | 0.6612 | 0 | 0 | 0
| 3734 | 8 | 23 |  |  | 280 | 95 | 0.0187 | 0.15 | 0.6612 | 0 | 0 | 0
| 3735 | 8 | 23 |  |  | 280 | 95 | 0.0187 | 0.15 | 0.6612 | 0 | 0 | 0
| 3736 | 8 | 23 |  |  | 280 | 95 | 0.0187 | 0.15 | 0.6612 | 0 | 0 | 0
| 3737 | 8 | 23 |  |  | 280 | 95 | 0.0187 | 0.15 | 0.6612 | 0 | 0 | 0
| 3738 | 8 | 23 |  |  | 280 | 95 | 0.0187 | 0.15 | 0.6612 | 0 | 0 | 0
| 3739 | 10 | 23 |  |  | 340 | 125 | 0.0187 | 0.15 | 0.6612 | 0 | 0 | 0
| 3740 | 10 | 23 |  |  | 340 | 125 | 0.0187 | 0.15 | 0.6612 | 0 | 0 | 0
| 3741 | 10 | 23 |  |  | 340 | 125 | 0.0187 | 0.15 | 0.6612 | 0 | 0 | 0
| 3742 | 10 | 23 |  |  | 340 | 125 | 0.0187 | 0.15 | 0.6612 | 0 | 0 | 0
| 3743 | 10 | 23 |  |  | 340 | 125 | 0.0187 | 0.15 | 0.6612 | 0 | 0 | 0
| 3744 | 10 | 23 |  |  | 340 | 125 | 0.0187 | 0.15 | 0.6612 | 0 | 0 | 0
| 3745 | 10 | 23 |  |  | 340 | 125 | 0.0187 | 0.15 | 0.6612 | 0 | 0 | 0
| 3746 | 10 | 23 |  |  | 340 | 125 | 0.0187 | 0.15 | 0.6612 | 0 | 0 | 0
| 3747 | 10 | 23 |  |  | 340 | 125 | 0.0187 | 0.15 | 0.6612 | 0 | 0 | 0
| 3748 | 10 | 23 |  |  | 340 | 125 | 0.0187 | 0.15 | 0.6612 | 0 | 0 | 0
| 3749 | 10 | 23 |  |  | 340 | 125 | 0.0187 | 0.15 | 0.6612 | 0 | 0 | 0
| 3750 | 10 | 23 |  |  | 340 | 125 | 0.0187 | 0.15 | 0.6612 | 0 | 0 | 0
| 3751 | 10 | 23 |  |  | 340 | 125 | 0.0187 | 0.15 | 0.6612 | 0 | 0 | 0
| 3752 | 10 | 23 |  |  | 340 | 125 | 0.0187 | 0.15 | 0.6612 | 0 | 0 | 0
| 3753 | 10 | 23 |  |  | 340 | 125 | 0.0187 | 0.15 | 0.6612 | 0 | 0 | 0
| 3754 | 10 | 23 |  |  | 340 | 125 | 0.0187 | 0.15 | 0.6612 | 0 | 0 | 0
| 3755 | 10 | 23 |  |  | 340 | 125 | 0.0187 | 0.15 | 0.6612 | 0 | 0 | 0
| 3756 | 10 | 23 |  |  | 340 | 125 | 0.0187 | 0.15 | 0.6612 | 0 | 0 | 0
| 3757 | 10 | 23 |  |  | 340 | 125 | 0.0187 | 0.15 | 0.6612 | 0 | 0 | 0
| 3758 | 10 | 23 |  |  | 340 | 125 | 0.0187 | 0.15 | 0.6612 | 0 | 0 | 0
| 3759 | 10 | 23 |  |  | 340 | 125 | 0.0187 | 0.15 | 0.6612 | 0 | 0 | 0
| 3760 | 10 | 23 |  |  | 340 | 125 | 0.0187 | 0.15 | 0.6612 | 0 | 0 | 0
| 3761 | 10 | 23 |  |  | 340 | 125 | 0.0187 | 0.15 | 0.6612 | 0 | 0 | 0
| 3762 | 10 | 23 |  |  | 340 | 125 | 0.0187 | 0.15 | 0.6612 | 0 | 0 | 0
| 3763 | 10 | 23 |  |  | 340 | 125 | 0.0187 | 0.15 | 0.6612 | 0 | 0 | 0
| 3764 | 10 | 23 |  |  | 340 | 125 | 0.0187 | 0.15 | 0.6612 | 0 | 0 | 0
| 3765 | 10 | 23 |  |  | 340 | 125 | 0.0187 | 0.15 | 0.6612 | 0 | 0 | 0
| 3766 | 10 | 23 |  |  | 340 | 125 | 0.0187 | 0.15 | 0.6612 | 0 | 0 | 0
| 3767 | 10 | 23 |  |  | 340 | 125 | 0.0187 | 0.15 | 0.6612 | 0 | 0 | 0
| 3768 | 10 | 23 |  |  | 340 | 125 | 0.0187 | 0.15 | 0.6612 | 0 | 0 | 0
| 3769 | 10 | 23 |  |  | 340 | 125 | 0.0187 | 0.15 | 0.6612 | 0 | 0 | 0
| 3770 | 10 | 23 |  |  | 340 | 125 | 0.0187 | 0.15 | 0.6612 | 0 | 0 | 0
| 3771 | 10 | 23 |  |  | 340 | 125 | 0.0187 | 0.15 | 0.6612 | 0 | 0 | 0
| 3772 | 10 | 23 |  |  | 340 | 125 | 0.0187 | 0.15 | 0.6612 | 0 | 0 | 0
| 3773 | 10 | 23 |  |  | 340 | 125 | 0.0187 | 0.15 | 0.6612 | 0 | 0 | 0
| 3774 | 10 | 23 |  |  | 340 | 125 | 0.0187 | 0.15 | 0.6612 | 0 | 0 | 0
| 3775 | 10 | 23 |  |  | 340 | 125 | 0.0187 | 0.15 | 0.6612 | 0 | 0 | 0
| 3776 | 10 | 23 |  |  | 340 | 125 | 0.0187 | 0.15 | 0.6612 | 0 | 0 | 0
| 3777 | 10 | 23 |  |  | 340 | 125 | 0.0187 | 0.15 | 0.6612 | 0 | 0 | 0
| 3778 | 10 | 23 |  |  | 340 | 125 | 0.0187 | 0.15 | 0.6612 | 0 | 0 | 0
| 3779 | 10 | 23 |  |  | 340 | 125 | 0.0187 | 0.15 | 0.6612 | 0 | 0 | 0
| 3780 | 10 | 23 |  |  | 340 | 125 | 0.0187 | 0.15 | 0.6612 | 0 | 0 | 0
| 3781 | 10 | 23 |  |  | 340 | 125 | 0.0187 | 0.15 | 0.6612 | 0 | 0 | 0
| 3782 | 10 | 23 |  |  | 340 | 125 | 0.0187 | 0.15 | 0.6612 | 0 | 0 | 0
| 3783 | 10 | 23 |  |  | 340 | 125 | 0.0187 | 0.15 | 0.6612 | 0 | 0 | 0
| 3784 | 10 | 23 |  |  | 340 | 125 | 0.0187 | 0.15 | 0.6612 | 0 | 0 | 0
| 3785 | 10 | 23 |  |  | 340 | 125 | 0.0187 | 0.15 | 0.6612 | 0 | 0 | 0
| 3786 | 10 | 23 |  |  | 340 | 125 | 0.0187 | 0.15 | 0.6612 | 0 | 0 | 0
| 3787 | 10 | 23 |  |  | 340 | 125 | 0.0187 | 0.15 | 0.6612 | 0 | 0 | 0
| 3788 | 10 | 23 |  |  | 340 | 125 | 0.0187 | 0.15 | 0.6612 | 0 | 0 | 0
| 3789 | 10 | 23 |  |  | 340 | 125 | 0.0187 | 0.15 | 0.6612 | 0 | 0 | 0
| 3790 | 10 | 23 |  |  | 340 | 125 | 0.0187 | 0.15 | 0.6612 | 0 | 0 | 0
| 3791 | 10 | 23 |  |  | 340 | 125 | 0.0187 | 0.15 | 0.6612 | 0 | 0 | 0
| 3792 | 10 | 23 |  |  | 340 | 125 | 0.0187 | 0.15 | 0.6612 | 0 | 0 | 0
| 3793 | 10 | 23 |  |  | 340 | 125 | 0.0187 | 0.15 | 0.6612 | 0 | 0 | 0
| 3794 | 10 | 23 |  |  | 340 | 125 | 0.0187 | 0.15 | 0.6612 | 0 | 0 | 0
| 3795 | 10 | 23 |  |  | 340 | 125 | 0.0187 | 0.15 | 0.6612 | 0 | 0 | 0
| 3796 | 10 | 23 |  |  | 340 | 125 | 0.0187 | 0.15 | 0.6612 | 0 | 0 | 0
| 3797 | 10 | 23 |  |  | 340 | 125 | 0.0187 | 0.15 | 0.6612 | 0 | 0 | 0
| 3798 | 10 | 23 |  |  | 340 | 125 | 0.0187 | 0.15 | 0.6612 | 0 | 0 | 0
| 3799 | 10 | 23 |  |  | 340 | 125 | 0.0187 | 0.15 | 0.6612 | 0 | 0 | 0
| 3800 | 10 | 23 |  |  | 340 | 125 | 0.0187 | 0.15 | 0.6612 | 0 | 0 | 0
| 3801 | 10 | 23 |  |  | 340 | 125 | 0.0187 | 0.15 | 0.6612 | 0 | 0 | 0
| 3802 | 10 | 23 |  |  | 340 | 125 | 0.0187 | 0.15 | 0.6612 | 0 | 0 | 0
| 3803 | 10 | 23 |  |  | 340 | 125 | 0.0187 | 0.15 | 0.6612 | 0 | 0 | 0
| 3804 | 10 | 23 |  |  | 340 | 125 | 0.0187 | 0.15 | 0.6612 | 0 | 0 | 0
| 3805 | 10 | 23 |  |  | 340 | 125 | 0.0187 | 0.15 | 0.6612 | 0 | 0 | 0
| 3806 | 10 | 23 |  |  | 340 | 125 | 0.0187 | 0.15 | 0.6612 | 0 | 0 | 0
| 3807 | 10 | 23 |  |  | 340 | 125 | 0.0187 | 0.15 | 0.6612 | 0 | 0 | 0
| 3808 | 10 | 23 |  |  | 340 | 125 | 0.0187 | 0.15 | 0.6612 | 0 | 0 | 0
| 3809 | 10 | 23 |  |  | 340 | 125 | 0.0187 | 0.15 | 0.6612 | 0 | 0 | 0
| 3810 | 10 | 23 |  |  | 340 | 125 | 0.0187 | 0.15 | 0.6612 | 0 | 0 | 0
| 3811 | 10 | 23 |  |  | 340 | 125 | 0.0187 | 0.15 | 0.6612 | 0 | 0 | 0
| 3812 | 10 | 23 |  |  | 340 | 125 | 0.0187 | 0.15 | 0.6612 | 0 | 0 | 0
| 3813 | 10 | 23 |  |  | 340 | 125 | 0.0187 | 0.15 | 0.6612 | 0 | 0 | 0
| 3814 | 10 | 23 |  |  | 340 | 125 | 0.0187 | 0.15 | 0.6612 | 0 | 0 | 0
| 3815 | 10 | 23 |  |  | 340 | 125 | 0.0187 | 0.15 | 0.6612 | 0 | 0 | 0
| 3816 | 10 | 23 |  |  | 340 | 125 | 0.0187 | 0.15 | 0.6612 | 0 | 0 | 0
| 3817 | 10 | 23 |  |  | 340 | 125 | 0.0187 | 0.15 | 0.6612 | 0 | 0 | 0
| 3818 | 10 | 23 |  |  | 340 | 125 | 0.0187 | 0.15 | 0.6612 | 0 | 0 | 0
| 3819 | 10 | 23 |  |  | 340 | 125 | 0.0187 | 0.15 | 0.6612 | 0 | 0 | 0
| 3820 | 10 | 23 |  |  | 340 | 125 | 0.0187 | 0.15 | 0.6612 | 0 | 0 | 0
| 3821 | 10 | 23 |  |  | 340 | 125 | 0.0187 | 0.15 | 0.6612 | 0 | 0 | 0
| 3822 | 10 | 23 |  |  | 340 | 125 | 0.0187 | 0.15 | 0.6612 | 0 | 0 | 0
| 3823 | 10 | 23 |  |  | 340 | 125 | 0.0187 | 0.15 | 0.6612 | 0 | 0 | 0
| 3824 | 10 | 23 |  |  | 340 | 125 | 0.0187 | 0.15 | 0.6612 | 0 | 0 | 0
| 3825 | 10 | 23 |  |  | 340 | 125 | 0.0187 | 0.15 | 0.6612 | 0 | 0 | 0
| 3826 | 10 | 23 |  |  | 340 | 125 | 0.0187 | 0.15 | 0.6612 | 0 | 0 | 0
| 3827 | 10 | 23 |  |  | 340 | 125 | 0.0187 | 0.15 | 0.6612 | 0 | 0 | 0
| 3828 | 10 | 23 |  |  | 340 | 125 | 0.0187 | 0.15 | 0.6612 | 0 | 0 | 0
| 3829 | 10 | 23 |  |  | 340 | 125 | 0.0187 | 0.15 | 0.6612 | 0 | 0 | 0
| 3830 | 10 | 23 |  |  | 340 | 125 | 0.0187 | 0.15 | 0.6612 | 0 | 0 | 0
| 3831 | 10 | 23 |  |  | 340 | 125 | 0.0187 | 0.15 | 0.6612 | 0 | 0 | 0
| 3832 | 10 | 23 |  |  | 340 | 125 | 0.0187 | 0.15 | 0.6612 | 0 | 0 | 0
| 3833 | 10 | 23 |  |  | 340 | 125 | 0.0187 | 0.15 | 0.6612 | 0 | 0 | 0
| 3834 | 10 | 23 |  |  | 340 | 125 | 0.0187 | 0.15 | 0.6612 | 0 | 0 | 0
| 3835 | 10 | 23 |  |  | 340 | 125 | 0.0187 | 0.15 | 0.6612 | 0 | 0 | 0
| 3836 | 10 | 23 |  |  | 340 | 125 | 0.0187 | 0.15 | 0.6612 | 0 | 0 | 0
| 3837 | 10 | 23 |  |  | 340 | 125 | 0.0187 | 0.15 | 0.6612 | 0 | 0 | 0
| 3838 | 10 | 23 |  |  | 340 | 125 | 0.0187 | 0.15 | 0.6612 | 0 | 0 | 0
| 3839 | 10 | 23 |  |  | 340 | 125 | 0.0187 | 0.15 | 0.6612 | 0 | 0 | 0
| 3840 | 10 | 23 |  |  | 340 | 125 | 0.0187 | 0.15 | 0.6612 | 0 | 0 | 0
| 3841 | 10 | 23 |  |  | 340 | 125 | 0.0187 | 0.15 | 0.6612 | 0 | 0 | 0
| 3842 | 10 | 23 |  |  | 340 | 125 | 0.0187 | 0.15 | 0.6612 | 0 | 0 | 0
| 3843 | 10 | 23 |  |  | 340 | 125 | 0.0187 | 0.15 | 0.6612 | 0 | 0 | 0
| 3844 | 10 | 23 |  |  | 340 | 125 | 0.0187 | 0.15 | 0.6612 | 0 | 0 | 0
| 3845 | 10 | 23 |  |  | 340 | 125 | 0.0187 | 0.15 | 0.6612 | 0 | 0 | 0
| 3846 | 10 | 23 |  |  | 340 | 125 | 0.0187 | 0.15 | 0.6612 | 0 | 0 | 0
| 3847 | 10 | 23 |  |  | 340 | 125 | 0.0187 | 0.15 | 0.6612 | 0 | 0 | 0
| 3848 | 10 | 23 |  |  | 340 | 125 | 0.0187 | 0.15 | 0.6612 | 0 | 0 | 0
| 3849 | 10 | 23 |  |  | 340 | 125 | 0.0187 | 0.15 | 0.6612 | 0 | 0 | 0
| 3850 | 10 | 23 |  |  | 340 | 125 | 0.0187 | 0.15 | 0.6612 | 0 | 0 | 0
| 3851 | 10 | 23 |  |  | 340 | 125 | 0.0187 | 0.15 | 0.6612 | 0 | 0 | 0
| 3852 | 10 | 23 |  |  | 340 | 125 | 0.0187 | 0.15 | 0.6612 | 0 | 0 | 0
| 3853 | 10 | 23 |  |  | 340 | 125 | 0.0187 | 0.15 | 0.6612 | 0 | 0 | 0
| 3854 | 10 | 23 |  |  | 340 | 125 | 0.0187 | 0.15 | 0.6612 | 0 | 0 | 0
| 3855 | 10 | 23 |  |  | 340 | 125 | 0.0187 | 0.15 | 0.6612 | 0 | 0 | 0
| 3856 | 10 | 23 |  |  | 340 | 125 | 0.0187 | 0.15 | 0.6612 | 0 | 0 | 0
| 3857 | 10 | 23 |  |  | 340 | 125 | 0.0187 | 0.15 | 0.6612 | 0 | 0 | 0
| 3858 | 10 | 23 |  |  | 340 | 125 | 0.0187 | 0.15 | 0.6612 | 0 | 0 | 0
| 3859 | 11 | 23 |  |  | 390 | 145 | 0.0187 | 0.15 | 0.6612 | 0 | 0 | 0
| 3860 | 11 | 23 |  |  | 390 | 145 | 0.0187 | 0.15 | 0.6612 | 0 | 0 | 0
| 3861 | 11 | 23 |  |  | 390 | 145 | 0.0187 | 0.15 | 0.6612 | 0 | 0 | 0
| 3862 | 11 | 23 |  |  | 390 | 145 | 0.0187 | 0.15 | 0.6612 | 0 | 0 | 0
| 3863 | 12 | 23 |  |  | 433 | 165 | 0.0187 | 0.15 | 0.6612 | 0 | 0 | 0
| 3864 | 12 | 23 |  |  | 433 | 165 | 0.0187 | 0.15 | 0.6612 | 0 | 0 | 0
| 3865 | 12 | 23 |  |  | 433 | 165 | 0.0187 | 0.15 | 0.6612 | 0 | 0 | 0
| 3866 | 12 | 23 |  |  | 433 | 165 | 0.0187 | 0.15 | 0.6612 | 0 | 0 | 0
| 3867 | 12 | 23 |  |  | 433 | 165 | 0.0187 | 0.15 | 0.6612 | 0 | 0 | 0
| 3868 | 12 | 23 |  |  | 433 | 165 | 0.0187 | 0.15 | 0.6612 | 0 | 0 | 0
| 3869 | 12 | 23 |  |  | 433 | 165 | 0.0187 | 0.15 | 0.6612 | 0 | 0 | 0
| 3870 | 12 | 23 |  |  | 433 | 165 | 0.0187 | 0.15 | 0.6612 | 0 | 0 | 0
| 3871 | 12 | 23 |  |  | 433 | 165 | 0.0187 | 0.15 | 0.6612 | 0 | 0 | 0
| 3872 | 12 | 23 |  |  | 433 | 165 | 0.0187 | 0.15 | 0.6612 | 0 | 0 | 0
| 3873 | 12 | 23 |  |  | 433 | 165 | 0.0187 | 0.15 | 0.6612 | 0 | 0 | 0
| 3874 | 12 | 23 |  |  | 433 | 165 | 0.0187 | 0.15 | 0.6612 | 0 | 0 | 0
| 3875 | 7 | 24 |  |  | 205 | 70 | 0.0187 | 0.15 | 0.6612 | 0 | 0 | 0
| 3876 | 7 | 24 |  |  | 205 | 70 | 0.0187 | 0.15 | 0.6612 | 0 | 0 | 0
| 3877 | 7 | 24 |  |  | 205 | 70 | 0.0187 | 0.15 | 0.6612 | 0 | 0 | 0
| 3878 | 7 | 24 |  |  | 205 | 70 | 0.0187 | 0.15 | 0.6612 | 0 | 0 | 0
| 3879 | 7 | 24 |  |  | 205 | 70 | 0.0187 | 0.15 | 0.6612 | 0 | 0 | 0
| 3880 | 7 | 24 |  |  | 205 | 70 | 0.0187 | 0.15 | 0.6612 | 0 | 0 | 0
| 3881 | 7 | 24 |  |  | 205 | 70 | 0.0187 | 0.15 | 0.6612 | 0 | 0 | 0
| 3882 | 7 | 24 |  |  | 205 | 70 | 0.0187 | 0.15 | 0.6612 | 0 | 0 | 0
| 3883 | 7 | 24 |  |  | 205 | 70 | 0.0187 | 0.15 | 0.6612 | 0 | 0 | 0
| 3884 | 7 | 24 |  |  | 205 | 70 | 0.0187 | 0.15 | 0.6612 | 0 | 0 | 0
| 3885 | 7 | 24 |  |  | 205 | 70 | 0.0187 | 0.15 | 0.6612 | 0 | 0 | 0
| 3886 | 7 | 24 |  |  | 205 | 70 | 0.0187 | 0.15 | 0.6612 | 0 | 0 | 0
| 3887 | 7 | 24 |  |  | 205 | 70 | 0.0187 | 0.15 | 0.6612 | 0 | 0 | 0
| 3888 | 7 | 24 |  |  | 205 | 70 | 0.0187 | 0.15 | 0.6612 | 0 | 0 | 0
| 3889 | 7 | 24 |  |  | 205 | 70 | 0.0187 | 0.15 | 0.6612 | 0 | 0 | 0
| 3890 | 7 | 24 |  |  | 205 | 70 | 0.0187 | 0.15 | 0.6612 | 0 | 0 | 0
| 3891 | 7 | 24 |  |  | 205 | 70 | 0.0187 | 0.15 | 0.6612 | 0 | 0 | 0
| 3892 | 7 | 24 |  |  | 205 | 70 | 0.0187 | 0.15 | 0.6612 | 0 | 0 | 0
| 3893 | 7 | 24 |  |  | 205 | 70 | 0.0187 | 0.15 | 0.6612 | 0 | 0 | 0
| 3894 | 7 | 24 |  |  | 205 | 70 | 0.0187 | 0.15 | 0.6612 | 0 | 0 | 0
| 3895 | 7 | 24 |  |  | 205 | 70 | 0.0187 | 0.15 | 0.6612 | 0 | 0 | 0
| 3896 | 7 | 24 |  |  | 205 | 70 | 0.0187 | 0.15 | 0.6612 | 0 | 0 | 0
| 3897 | 7 | 24 |  |  | 205 | 70 | 0.0187 | 0.15 | 0.6612 | 0 | 0 | 0
| 3898 | 7 | 24 |  |  | 205 | 70 | 0.0187 | 0.15 | 0.6612 | 0 | 0 | 0
| 3899 | 7 | 24 |  |  | 205 | 70 | 0.0187 | 0.15 | 0.6612 | 0 | 0 | 0
| 3900 | 7 | 24 |  |  | 205 | 70 | 0.0187 | 0.15 | 0.6612 | 0 | 0 | 0
| 3901 | 7 | 24 |  |  | 205 | 70 | 0.0187 | 0.15 | 0.6612 | 0 | 0 | 0
| 3902 | 7 | 24 |  |  | 205 | 70 | 0.0187 | 0.15 | 0.6612 | 0 | 0 | 0
| 3903 | 7 | 24 |  |  | 205 | 70 | 0.0187 | 0.15 | 0.6612 | 0 | 0 | 0
| 3904 | 7 | 24 |  |  | 205 | 70 | 0.0187 | 0.15 | 0.6612 | 0 | 0 | 0
| 3905 | 7 | 24 |  |  | 205 | 70 | 0.0187 | 0.15 | 0.6612 | 0 | 0 | 0
| 3906 | 7 | 24 |  |  | 205 | 70 | 0.0187 | 0.15 | 0.6612 | 0 | 0 | 0
| 3907 | 7 | 24 |  |  | 205 | 70 | 0.0187 | 0.15 | 0.6612 | 0 | 0 | 0
| 3908 | 7 | 24 |  |  | 205 | 70 | 0.0187 | 0.15 | 0.6612 | 0 | 0 | 0
| 3909 | 7 | 24 |  |  | 205 | 70 | 0.0187 | 0.15 | 0.6612 | 0 | 0 | 0
| 3910 | 7 | 24 |  |  | 205 | 70 | 0.0187 | 0.15 | 0.6612 | 0 | 0 | 0
| 3911 | 7 | 24 |  |  | 205 | 70 | 0.0187 | 0.15 | 0.6612 | 0 | 0 | 0
| 3912 | 7 | 24 |  |  | 205 | 70 | 0.0187 | 0.15 | 0.6612 | 0 | 0 | 0
| 3913 | 7 | 24 |  |  | 205 | 70 | 0.0187 | 0.15 | 0.6612 | 0 | 0 | 0
| 3914 | 7 | 24 |  |  | 205 | 70 | 0.0187 | 0.15 | 0.6612 | 0 | 0 | 0
| 3915 | 7 | 24 |  |  | 205 | 70 | 0.0187 | 0.15 | 0.6612 | 0 | 0 | 0
| 3916 | 7 | 24 |  |  | 205 | 70 | 0.0187 | 0.15 | 0.6612 | 0 | 0 | 0
| 3917 | 7 | 24 |  |  | 205 | 70 | 0.0187 | 0.15 | 0.6612 | 0 | 0 | 0
| 3918 | 7 | 24 |  |  | 205 | 70 | 0.0187 | 0.15 | 0.6612 | 0 | 0 | 0
| 3919 | 7 | 24 |  |  | 205 | 70 | 0.0187 | 0.15 | 0.6612 | 0 | 0 | 0
| 3920 | 7 | 24 |  |  | 205 | 70 | 0.0187 | 0.15 | 0.6612 | 0 | 0 | 0
| 3921 | 7 | 24 |  |  | 205 | 70 | 0.0187 | 0.15 | 0.6612 | 0 | 0 | 0
| 3922 | 7 | 24 |  |  | 205 | 70 | 0.0187 | 0.15 | 0.6612 | 0 | 0 | 0
| 3923 | 7 | 24 |  |  | 205 | 70 | 0.0187 | 0.15 | 0.6612 | 0 | 0 | 0
| 3924 | 7 | 24 |  |  | 205 | 70 | 0.0187 | 0.15 | 0.6612 | 0 | 0 | 0
| 3925 | 7 | 24 |  |  | 205 | 70 | 0.0187 | 0.15 | 0.6612 | 0 | 0 | 0
| 3926 | 7 | 24 |  |  | 205 | 70 | 0.0187 | 0.15 | 0.6612 | 0 | 0 | 0
| 3927 | 8 | 24 |  |  | 280 | 95 | 0.0187 | 0.15 | 0.6612 | 0 | 0 | 0
| 3928 | 8 | 24 |  |  | 280 | 95 | 0.0187 | 0.15 | 0.6612 | 0 | 0 | 0
| 3929 | 8 | 24 |  |  | 280 | 95 | 0.0187 | 0.15 | 0.6612 | 0 | 0 | 0
| 3930 | 8 | 24 |  |  | 280 | 95 | 0.0187 | 0.15 | 0.6612 | 0 | 0 | 0
| 3931 | 8 | 24 |  |  | 280 | 95 | 0.0187 | 0.15 | 0.6612 | 0 | 0 | 0
| 3932 | 8 | 24 |  |  | 280 | 95 | 0.0187 | 0.15 | 0.6612 | 0 | 0 | 0
| 3933 | 8 | 24 |  |  | 280 | 95 | 0.0187 | 0.15 | 0.6612 | 0 | 0 | 0
| 3934 | 8 | 24 |  |  | 280 | 95 | 0.0187 | 0.15 | 0.6612 | 0 | 0 | 0
| 3935 | 8 | 24 |  |  | 280 | 95 | 0.0187 | 0.15 | 0.6612 | 0 | 0 | 0
| 3936 | 8 | 24 |  |  | 280 | 95 | 0.0187 | 0.15 | 0.6612 | 0 | 0 | 0
| 3937 | 8 | 24 |  |  | 280 | 95 | 0.0187 | 0.15 | 0.6612 | 0 | 0 | 0
| 3938 | 8 | 24 |  |  | 280 | 95 | 0.0187 | 0.15 | 0.6612 | 0 | 0 | 0
| 3939 | 8 | 24 |  |  | 280 | 95 | 0.0187 | 0.15 | 0.6612 | 0 | 0 | 0
| 3940 | 8 | 24 |  |  | 280 | 95 | 0.0187 | 0.15 | 0.6612 | 0 | 0 | 0
| 3941 | 8 | 24 |  |  | 280 | 95 | 0.0187 | 0.15 | 0.6612 | 0 | 0 | 0
| 3942 | 8 | 24 |  |  | 280 | 95 | 0.0187 | 0.15 | 0.6612 | 0 | 0 | 0
| 3943 | 8 | 24 |  |  | 280 | 95 | 0.0187 | 0.15 | 0.6612 | 0 | 0 | 0
| 3944 | 8 | 24 |  |  | 280 | 95 | 0.0187 | 0.15 | 0.6612 | 0 | 0 | 0
| 3945 | 8 | 24 |  |  | 280 | 95 | 0.0187 | 0.15 | 0.6612 | 0 | 0 | 0
| 3946 | 8 | 24 |  |  | 280 | 95 | 0.0187 | 0.15 | 0.6612 | 0 | 0 | 0
| 3947 | 8 | 24 |  |  | 280 | 95 | 0.0187 | 0.15 | 0.6612 | 0 | 0 | 0
| 3948 | 8 | 24 |  |  | 280 | 95 | 0.0187 | 0.15 | 0.6612 | 0 | 0 | 0
| 3949 | 8 | 24 |  |  | 280 | 95 | 0.0187 | 0.15 | 0.6612 | 0 | 0 | 0
| 3950 | 8 | 24 |  |  | 280 | 95 | 0.0187 | 0.15 | 0.6612 | 0 | 0 | 0
| 3951 | 8 | 24 |  |  | 280 | 95 | 0.0187 | 0.15 | 0.6612 | 0 | 0 | 0
| 3952 | 8 | 24 |  |  | 280 | 95 | 0.0187 | 0.15 | 0.6612 | 0 | 0 | 0
| 3953 | 8 | 24 |  |  | 280 | 95 | 0.0187 | 0.15 | 0.6612 | 0 | 0 | 0
| 3954 | 8 | 24 |  |  | 280 | 95 | 0.0187 | 0.15 | 0.6612 | 0 | 0 | 0
| 3955 | 8 | 24 |  |  | 280 | 95 | 0.0187 | 0.15 | 0.6612 | 0 | 0 | 0
| 3956 | 8 | 24 |  |  | 280 | 95 | 0.0187 | 0.15 | 0.6612 | 0 | 0 | 0
| 3957 | 8 | 24 |  |  | 280 | 95 | 0.0187 | 0.15 | 0.6612 | 0 | 0 | 0
| 3958 | 8 | 24 |  |  | 280 | 95 | 0.0187 | 0.15 | 0.6612 | 0 | 0 | 0
| 3959 | 8 | 24 |  |  | 280 | 95 | 0.0187 | 0.15 | 0.6612 | 0 | 0 | 0
| 3960 | 8 | 24 |  |  | 280 | 95 | 0.0187 | 0.15 | 0.6612 | 0 | 0 | 0
| 3961 | 8 | 24 |  |  | 280 | 95 | 0.0187 | 0.15 | 0.6612 | 0 | 0 | 0
| 3962 | 8 | 24 |  |  | 280 | 95 | 0.0187 | 0.15 | 0.6612 | 0 | 0 | 0
| 3963 | 8 | 24 |  |  | 280 | 95 | 0.0187 | 0.15 | 0.6612 | 0 | 0 | 0
| 3964 | 8 | 24 |  |  | 280 | 95 | 0.0187 | 0.15 | 0.6612 | 0 | 0 | 0
| 3965 | 8 | 24 |  |  | 280 | 95 | 0.0187 | 0.15 | 0.6612 | 0 | 0 | 0
| 3966 | 8 | 24 |  |  | 280 | 95 | 0.0187 | 0.15 | 0.6612 | 0 | 0 | 0
| 3967 | 8 | 24 |  |  | 280 | 95 | 0.0187 | 0.15 | 0.6612 | 0 | 0 | 0
| 3968 | 8 | 24 |  |  | 280 | 95 | 0.0187 | 0.15 | 0.6612 | 0 | 0 | 0
| 3969 | 8 | 24 |  |  | 280 | 95 | 0.0187 | 0.15 | 0.6612 | 0 | 0 | 0
| 3970 | 10 | 24 |  |  | 340 | 125 | 0.0187 | 0.15 | 0.6612 | 0 | 0 | 0
| 3971 | 10 | 24 |  |  | 340 | 125 | 0.0187 | 0.15 | 0.6612 | 0 | 0 | 0
| 3972 | 10 | 24 |  |  | 340 | 125 | 0.0187 | 0.15 | 0.6612 | 0 | 0 | 0
| 3973 | 10 | 24 |  |  | 340 | 125 | 0.0187 | 0.15 | 0.6612 | 0 | 0 | 0
| 3974 | 10 | 24 |  |  | 340 | 125 | 0.0187 | 0.15 | 0.6612 | 0 | 0 | 0
| 3975 | 10 | 24 |  |  | 340 | 125 | 0.0187 | 0.15 | 0.6612 | 0 | 0 | 0
| 3976 | 10 | 24 |  |  | 340 | 125 | 0.0187 | 0.15 | 0.6612 | 0 | 0 | 0
| 3977 | 10 | 24 |  |  | 340 | 125 | 0.0187 | 0.15 | 0.6612 | 0 | 0 | 0
| 3978 | 10 | 24 |  |  | 340 | 125 | 0.0187 | 0.15 | 0.6612 | 0 | 0 | 0
| 3979 | 10 | 24 |  |  | 340 | 125 | 0.0187 | 0.15 | 0.6612 | 0 | 0 | 0
| 3980 | 10 | 24 |  |  | 340 | 125 | 0.0187 | 0.15 | 0.6612 | 0 | 0 | 0
| 3981 | 10 | 24 |  |  | 340 | 125 | 0.0187 | 0.15 | 0.6612 | 0 | 0 | 0
| 3982 | 11 | 24 |  |  | 390 | 145 | 0.0187 | 0.15 | 0.6612 | 0 | 0 | 0
| 3983 | 12 | 24 |  |  | 433 | 165 | 0.0187 | 0.15 | 0.6612 | 0 | 0 | 0
| 3984 | 7 | 25 |  |  | 205 | 70 | 0.0187 | 0.15 | 0.6612 | 0 | 0 | 0
| 3985 | 7 | 25 |  |  | 205 | 70 | 0.0187 | 0.15 | 0.6612 | 0 | 0 | 0
| 3986 | 7 | 25 |  |  | 205 | 70 | 0.0187 | 0.15 | 0.6612 | 0 | 0 | 0
| 3987 | 7 | 25 |  |  | 205 | 70 | 0.0187 | 0.15 | 0.6612 | 0 | 0 | 0
| 3988 | 7 | 25 |  |  | 205 | 70 | 0.0187 | 0.15 | 0.6612 | 0 | 0 | 0
| 3989 | 7 | 25 |  |  | 205 | 70 | 0.0187 | 0.15 | 0.6612 | 0 | 0 | 0
| 3990 | 7 | 25 |  |  | 205 | 70 | 0.0187 | 0.15 | 0.6612 | 0 | 0 | 0
| 3991 | 7 | 25 |  |  | 205 | 70 | 0.0187 | 0.15 | 0.6612 | 0 | 0 | 0
| 3992 | 7 | 25 |  |  | 205 | 70 | 0.0187 | 0.15 | 0.6612 | 0 | 0 | 0
| 3993 | 7 | 25 |  |  | 205 | 70 | 0.0187 | 0.15 | 0.6612 | 0 | 0 | 0
| 3994 | 7 | 25 |  |  | 205 | 70 | 0.0187 | 0.15 | 0.6612 | 0 | 0 | 0
| 3995 | 7 | 25 |  |  | 205 | 70 | 0.0187 | 0.15 | 0.6612 | 0 | 0 | 0
| 3996 | 7 | 25 |  |  | 205 | 70 | 0.0187 | 0.15 | 0.6612 | 0 | 0 | 0
| 3997 | 7 | 25 |  |  | 205 | 70 | 0.0187 | 0.15 | 0.6612 | 0 | 0 | 0
| 3998 | 7 | 25 |  |  | 205 | 70 | 0.0187 | 0.15 | 0.6612 | 0 | 0 | 0
| 3999 | 7 | 25 |  |  | 205 | 70 | 0.0187 | 0.15 | 0.6612 | 0 | 0 | 0
| 4000 | 7 | 25 |  |  | 205 | 70 | 0.0187 | 0.15 | 0.6612 | 0 | 0 | 0
| 4001 | 7 | 25 |  |  | 205 | 70 | 0.0187 | 0.15 | 0.6612 | 0 | 0 | 0
| 4002 | 7 | 25 |  |  | 205 | 70 | 0.0187 | 0.15 | 0.6612 | 0 | 0 | 0
| 4003 | 7 | 25 |  |  | 205 | 70 | 0.0187 | 0.15 | 0.6612 | 0 | 0 | 0
| 4004 | 7 | 25 |  |  | 205 | 70 | 0.0187 | 0.15 | 0.6612 | 0 | 0 | 0
| 4005 | 7 | 25 |  |  | 205 | 70 | 0.0187 | 0.15 | 0.6612 | 0 | 0 | 0
| 4006 | 7 | 25 |  |  | 205 | 70 | 0.0187 | 0.15 | 0.6612 | 0 | 0 | 0
| 4007 | 7 | 25 |  |  | 205 | 70 | 0.0187 | 0.15 | 0.6612 | 0 | 0 | 0
| 4008 | 7 | 25 |  |  | 205 | 70 | 0.0187 | 0.15 | 0.6612 | 0 | 0 | 0
| 4009 | 7 | 25 |  |  | 205 | 70 | 0.0187 | 0.15 | 0.6612 | 0 | 0 | 0
| 4010 | 7 | 25 |  |  | 205 | 70 | 0.0187 | 0.15 | 0.6612 | 0 | 0 | 0
| 4011 | 7 | 25 |  |  | 205 | 70 | 0.0187 | 0.15 | 0.6612 | 0 | 0 | 0
| 4012 | 7 | 25 |  |  | 205 | 70 | 0.0187 | 0.15 | 0.6612 | 0 | 0 | 0
| 4013 | 7 | 25 |  |  | 205 | 70 | 0.0187 | 0.15 | 0.6612 | 0 | 0 | 0
| 4014 | 7 | 25 |  |  | 205 | 70 | 0.0187 | 0.15 | 0.6612 | 0 | 0 | 0
| 4015 | 7 | 25 |  |  | 205 | 70 | 0.0187 | 0.15 | 0.6612 | 0 | 0 | 0
| 4016 | 8 | 25 |  |  | 280 | 95 | 0.0187 | 0.15 | 0.6612 | 0 | 0 | 0
| 4017 | 8 | 25 |  |  | 280 | 95 | 0.0187 | 0.15 | 0.6612 | 0 | 0 | 0
| 4018 | 8 | 25 |  |  | 280 | 95 | 0.0187 | 0.15 | 0.6612 | 0 | 0 | 0
| 4019 | 8 | 25 |  |  | 280 | 95 | 0.0187 | 0.15 | 0.6612 | 0 | 0 | 0
| 4020 | 8 | 25 |  |  | 280 | 95 | 0.0187 | 0.15 | 0.6612 | 0 | 0 | 0
| 4021 | 8 | 25 |  |  | 280 | 95 | 0.0187 | 0.15 | 0.6612 | 0 | 0 | 0
| 4022 | 8 | 25 |  |  | 280 | 95 | 0.0187 | 0.15 | 0.6612 | 0 | 0 | 0
| 4023 | 8 | 25 |  |  | 280 | 95 | 0.0187 | 0.15 | 0.6612 | 0 | 0 | 0
| 4024 | 8 | 25 |  |  | 280 | 95 | 0.0187 | 0.15 | 0.6612 | 0 | 0 | 0
| 4025 | 8 | 25 |  |  | 280 | 95 | 0.0187 | 0.15 | 0.6612 | 0 | 0 | 0
| 4026 | 8 | 25 |  |  | 280 | 95 | 0.0187 | 0.15 | 0.6612 | 0 | 0 | 0
| 4027 | 8 | 25 |  |  | 280 | 95 | 0.0187 | 0.15 | 0.6612 | 0 | 0 | 0
| 4028 | 8 | 25 |  |  | 280 | 95 | 0.0187 | 0.15 | 0.6612 | 0 | 0 | 0
| 4029 | 8 | 25 |  |  | 280 | 95 | 0.0187 | 0.15 | 0.6612 | 0 | 0 | 0
| 4030 | 8 | 25 |  |  | 280 | 95 | 0.0187 | 0.15 | 0.6612 | 0 | 0 | 0
| 4031 | 8 | 25 |  |  | 280 | 95 | 0.0187 | 0.15 | 0.6612 | 0 | 0 | 0
| 4032 | 8 | 25 |  |  | 280 | 95 | 0.0187 | 0.15 | 0.6612 | 0 | 0 | 0
| 4033 | 10 | 25 |  |  | 340 | 125 | 0.0187 | 0.15 | 0.6612 | 0 | 0 | 0
| 4034 | 10 | 25 |  |  | 340 | 125 | 0.0187 | 0.15 | 0.6612 | 0 | 0 | 0
| 4035 | 10 | 25 |  |  | 340 | 125 | 0.0187 | 0.15 | 0.6612 | 0 | 0 | 0
| 4036 | 10 | 25 |  |  | 340 | 125 | 0.0187 | 0.15 | 0.6612 | 0 | 0 | 0
| 4037 | 10 | 25 |  |  | 340 | 125 | 0.0187 | 0.15 | 0.6612 | 0 | 0 | 0
| 4038 | 10 | 25 |  |  | 340 | 125 | 0.0187 | 0.15 | 0.6612 | 0 | 0 | 0
| 4039 | 10 | 25 |  |  | 340 | 125 | 0.0187 | 0.15 | 0.6612 | 0 | 0 | 0
| 4040 | 10 | 25 |  |  | 340 | 125 | 0.0187 | 0.15 | 0.6612 | 0 | 0 | 0
| 4041 | 10 | 25 |  |  | 340 | 125 | 0.0187 | 0.15 | 0.6612 | 0 | 0 | 0
| 4042 | 10 | 25 |  |  | 340 | 125 | 0.0187 | 0.15 | 0.6612 | 0 | 0 | 0
| 4043 | 10 | 25 |  |  | 340 | 125 | 0.0187 | 0.15 | 0.6612 | 0 | 0 | 0
| 4044 | 10 | 25 |  |  | 340 | 125 | 0.0187 | 0.15 | 0.6612 | 0 | 0 | 0
| 4045 | 10 | 25 |  |  | 340 | 125 | 0.0187 | 0.15 | 0.6612 | 0 | 0 | 0
| 4046 | 10 | 25 |  |  | 340 | 125 | 0.0187 | 0.15 | 0.6612 | 0 | 0 | 0
| 4047 | 10 | 25 |  |  | 340 | 125 | 0.0187 | 0.15 | 0.6612 | 0 | 0 | 0
| 4048 | 10 | 25 |  |  | 340 | 125 | 0.0187 | 0.15 | 0.6612 | 0 | 0 | 0
| 4049 | 10 | 25 |  |  | 340 | 125 | 0.0187 | 0.15 | 0.6612 | 0 | 0 | 0
| 4050 | 10 | 25 |  |  | 340 | 125 | 0.0187 | 0.15 | 0.6612 | 0 | 0 | 0
| 4051 | 10 | 25 |  |  | 340 | 125 | 0.0187 | 0.15 | 0.6612 | 0 | 0 | 0
| 4052 | 10 | 25 |  |  | 340 | 125 | 0.0187 | 0.15 | 0.6612 | 0 | 0 | 0
| 4053 | 10 | 25 |  |  | 340 | 125 | 0.0187 | 0.15 | 0.6612 | 0 | 0 | 0
| 4054 | 10 | 25 |  |  | 340 | 125 | 0.0187 | 0.15 | 0.6612 | 0 | 0 | 0
| 4055 | 10 | 25 |  |  | 340 | 125 | 0.0187 | 0.15 | 0.6612 | 0 | 0 | 0
| 4056 | 11 | 25 |  |  | 390 | 145 | 0.0187 | 0.15 | 0.6612 | 0 | 0 | 0
| 4057 | 11 | 25 |  |  | 390 | 145 | 0.0187 | 0.15 | 0.6612 | 0 | 0 | 0
| 4058 | 11 | 25 |  |  | 390 | 145 | 0.0187 | 0.15 | 0.6612 | 0 | 0 | 0
| 4059 | 7 | 26 |  |  | 205 | 70 | 0.0187 | 0.15 | 0.6612 | 0 | 0 | 0
| 4060 | 7 | 26 |  |  | 205 | 70 | 0.0187 | 0.15 | 0.6612 | 0 | 0 | 0
| 4061 | 7 | 26 |  |  | 205 | 70 | 0.0187 | 0.15 | 0.6612 | 0 | 0 | 0
| 4062 | 7 | 26 |  |  | 205 | 70 | 0.0187 | 0.15 | 0.6612 | 0 | 0 | 0
| 4063 | 7 | 26 |  |  | 205 | 70 | 0.0187 | 0.15 | 0.6612 | 0 | 0 | 0
| 4064 | 7 | 26 |  |  | 205 | 70 | 0.0187 | 0.15 | 0.6612 | 0 | 0 | 0
| 4065 | 7 | 26 |  |  | 205 | 70 | 0.0187 | 0.15 | 0.6612 | 0 | 0 | 0
| 4066 | 7 | 26 |  |  | 205 | 70 | 0.0187 | 0.15 | 0.6612 | 0 | 0 | 0
| 4067 | 7 | 26 |  |  | 205 | 70 | 0.0187 | 0.15 | 0.6612 | 0 | 0 | 0
| 4068 | 7 | 26 |  |  | 205 | 70 | 0.0187 | 0.15 | 0.6612 | 0 | 0 | 0
| 4069 | 7 | 26 |  |  | 205 | 70 | 0.0187 | 0.15 | 0.6612 | 0 | 0 | 0
| 4070 | 7 | 26 |  |  | 205 | 70 | 0.0187 | 0.15 | 0.6612 | 0 | 0 | 0
| 4071 | 7 | 26 |  |  | 205 | 70 | 0.0187 | 0.15 | 0.6612 | 0 | 0 | 0
| 4072 | 7 | 26 |  |  | 205 | 70 | 0.0187 | 0.15 | 0.6612 | 0 | 0 | 0
| 4073 | 7 | 26 |  |  | 205 | 70 | 0.0187 | 0.15 | 0.6612 | 0 | 0 | 0
| 4074 | 7 | 26 |  |  | 205 | 70 | 0.0187 | 0.15 | 0.6612 | 0 | 0 | 0
| 4075 | 7 | 26 |  |  | 205 | 70 | 0.0187 | 0.15 | 0.6612 | 0 | 0 | 0
| 4076 | 7 | 26 |  |  | 205 | 70 | 0.0187 | 0.15 | 0.6612 | 0 | 0 | 0
| 4077 | 7 | 26 |  |  | 205 | 70 | 0.0187 | 0.15 | 0.6612 | 0 | 0 | 0
| 4078 | 7 | 26 |  |  | 205 | 70 | 0.0187 | 0.15 | 0.6612 | 0 | 0 | 0
| 4079 | 7 | 26 |  |  | 205 | 70 | 0.0187 | 0.15 | 0.6612 | 0 | 0 | 0
| 4080 | 7 | 26 |  |  | 205 | 70 | 0.0187 | 0.15 | 0.6612 | 0 | 0 | 0
| 4081 | 7 | 26 |  |  | 205 | 70 | 0.0187 | 0.15 | 0.6612 | 0 | 0 | 0
| 4082 | 7 | 26 |  |  | 205 | 70 | 0.0187 | 0.15 | 0.6612 | 0 | 0 | 0
| 4083 | 7 | 26 |  |  | 205 | 70 | 0.0187 | 0.15 | 0.6612 | 0 | 0 | 0
| 4084 | 7 | 26 |  |  | 205 | 70 | 0.0187 | 0.15 | 0.6612 | 0 | 0 | 0
| 4085 | 8 | 26 |  |  | 280 | 95 | 0.0187 | 0.15 | 0.6612 | 0 | 0 | 0
| 4086 | 8 | 26 |  |  | 280 | 95 | 0.0187 | 0.15 | 0.6612 | 0 | 0 | 0
| 4087 | 8 | 26 |  |  | 280 | 95 | 0.0187 | 0.15 | 0.6612 | 0 | 0 | 0
| 4088 | 8 | 26 |  |  | 280 | 95 | 0.0187 | 0.15 | 0.6612 | 0 | 0 | 0
| 4089 | 8 | 26 |  |  | 280 | 95 | 0.0187 | 0.15 | 0.6612 | 0 | 0 | 0
| 4090 | 8 | 26 |  |  | 280 | 95 | 0.0187 | 0.15 | 0.6612 | 0 | 0 | 0
| 4091 | 8 | 26 |  |  | 280 | 95 | 0.0187 | 0.15 | 0.6612 | 0 | 0 | 0
| 4092 | 8 | 26 |  |  | 280 | 95 | 0.0187 | 0.15 | 0.6612 | 0 | 0 | 0
| 4093 | 8 | 26 |  |  | 280 | 95 | 0.0187 | 0.15 | 0.6612 | 0 | 0 | 0
| 4094 | 8 | 26 |  |  | 280 | 95 | 0.0187 | 0.15 | 0.6612 | 0 | 0 | 0
| 4095 | 8 | 26 |  |  | 280 | 95 | 0.0187 | 0.15 | 0.6612 | 0 | 0 | 0
| 4096 | 8 | 26 |  |  | 280 | 95 | 0.0187 | 0.15 | 0.6612 | 0 | 0 | 0
| 4097 | 8 | 26 |  |  | 280 | 95 | 0.0187 | 0.15 | 0.6612 | 0 | 0 | 0
| 4098 | 8 | 26 |  |  | 280 | 95 | 0.0187 | 0.15 | 0.6612 | 0 | 0 | 0
| 4099 | 8 | 26 |  |  | 280 | 95 | 0.0187 | 0.15 | 0.6612 | 0 | 0 | 0
| 4100 | 8 | 26 |  |  | 280 | 95 | 0.0187 | 0.15 | 0.6612 | 0 | 0 | 0
| 4101 | 8 | 26 |  |  | 280 | 95 | 0.0187 | 0.15 | 0.6612 | 0 | 0 | 0
| 4102 | 8 | 26 |  |  | 280 | 95 | 0.0187 | 0.15 | 0.6612 | 0 | 0 | 0
| 4103 | 8 | 26 |  |  | 280 | 95 | 0.0187 | 0.15 | 0.6612 | 0 | 0 | 0
| 4104 | 8 | 26 |  |  | 280 | 95 | 0.0187 | 0.15 | 0.6612 | 0 | 0 | 0
| 4105 | 8 | 26 |  |  | 280 | 95 | 0.0187 | 0.15 | 0.6612 | 0 | 0 | 0
| 4106 | 8 | 26 |  |  | 280 | 95 | 0.0187 | 0.15 | 0.6612 | 0 | 0 | 0
| 4107 | 8 | 26 |  |  | 280 | 95 | 0.0187 | 0.15 | 0.6612 | 0 | 0 | 0
| 4108 | 8 | 26 |  |  | 280 | 95 | 0.0187 | 0.15 | 0.6612 | 0 | 0 | 0
| 4109 | 8 | 26 |  |  | 280 | 95 | 0.0187 | 0.15 | 0.6612 | 0 | 0 | 0
| 4110 | 8 | 26 |  |  | 280 | 95 | 0.0187 | 0.15 | 0.6612 | 0 | 0 | 0
| 4111 | 8 | 26 |  |  | 280 | 95 | 0.0187 | 0.15 | 0.6612 | 0 | 0 | 0
| 4112 | 8 | 26 |  |  | 280 | 95 | 0.0187 | 0.15 | 0.6612 | 0 | 0 | 0
| 4113 | 8 | 26 |  |  | 280 | 95 | 0.0187 | 0.15 | 0.6612 | 0 | 0 | 0
| 4114 | 8 | 26 |  |  | 280 | 95 | 0.0187 | 0.15 | 0.6612 | 0 | 0 | 0
| 4115 | 8 | 26 |  |  | 280 | 95 | 0.0187 | 0.15 | 0.6612 | 0 | 0 | 0
| 4116 | 8 | 26 |  |  | 280 | 95 | 0.0187 | 0.15 | 0.6612 | 0 | 0 | 0
| 4117 | 8 | 26 |  |  | 280 | 95 | 0.0187 | 0.15 | 0.6612 | 0 | 0 | 0
| 4118 | 8 | 26 |  |  | 280 | 95 | 0.0187 | 0.15 | 0.6612 | 0 | 0 | 0
| 4119 | 8 | 26 |  |  | 280 | 95 | 0.0187 | 0.15 | 0.6612 | 0 | 0 | 0
| 4120 | 8 | 26 |  |  | 280 | 95 | 0.0187 | 0.15 | 0.6612 | 0 | 0 | 0
| 4121 | 8 | 26 |  |  | 280 | 95 | 0.0187 | 0.15 | 0.6612 | 0 | 0 | 0
| 4122 | 8 | 26 |  |  | 280 | 95 | 0.0187 | 0.15 | 0.6612 | 0 | 0 | 0
| 4123 | 8 | 26 |  |  | 280 | 95 | 0.0187 | 0.15 | 0.6612 | 0 | 0 | 0
| 4124 | 8 | 26 |  |  | 280 | 95 | 0.0187 | 0.15 | 0.6612 | 0 | 0 | 0
| 4125 | 8 | 26 |  |  | 280 | 95 | 0.0187 | 0.15 | 0.6612 | 0 | 0 | 0
| 4126 | 8 | 26 |  |  | 280 | 95 | 0.0187 | 0.15 | 0.6612 | 0 | 0 | 0
| 4127 | 8 | 26 |  |  | 280 | 95 | 0.0187 | 0.15 | 0.6612 | 0 | 0 | 0
| 4128 | 8 | 26 |  |  | 280 | 95 | 0.0187 | 0.15 | 0.6612 | 0 | 0 | 0
| 4129 | 8 | 26 |  |  | 280 | 95 | 0.0187 | 0.15 | 0.6612 | 0 | 0 | 0
| 4130 | 8 | 26 |  |  | 280 | 95 | 0.0187 | 0.15 | 0.6612 | 0 | 0 | 0
| 4131 | 3 | 27 |  |  | 92 | 31 | 0.0187 | 0.15 | 0.6612 | 0 | 0 | 0
| 4132 | 3 | 27 |  |  | 92 | 31 | 0.0187 | 0.15 | 0.6612 | 0 | 0 | 0
| 4133 | 3 | 27 |  |  | 92 | 31 | 0.0187 | 0.15 | 0.6612 | 0 | 0 | 0
| 4134 | 7 | 27 |  |  | 205 | 70 | 0.0187 | 0.15 | 0.6612 | 0 | 0 | 0
| 4135 | 7 | 27 |  |  | 205 | 70 | 0.0187 | 0.15 | 0.6612 | 0 | 0 | 0
| 4136 | 7 | 27 |  |  | 205 | 70 | 0.0187 | 0.15 | 0.6612 | 0 | 0 | 0
| 4137 | 7 | 27 |  |  | 205 | 70 | 0.0187 | 0.15 | 0.6612 | 0 | 0 | 0
| 4138 | 7 | 27 |  |  | 205 | 70 | 0.0187 | 0.15 | 0.6612 | 0 | 0 | 0
| 4139 | 7 | 27 |  |  | 205 | 70 | 0.0187 | 0.15 | 0.6612 | 0 | 0 | 0
| 4140 | 7 | 27 |  |  | 205 | 70 | 0.0187 | 0.15 | 0.6612 | 0 | 0 | 0
| 4141 | 7 | 27 |  |  | 205 | 70 | 0.0187 | 0.15 | 0.6612 | 0 | 0 | 0
| 4142 | 7 | 27 |  |  | 205 | 70 | 0.0187 | 0.15 | 0.6612 | 0 | 0 | 0
| 4143 | 7 | 27 |  |  | 205 | 70 | 0.0187 | 0.15 | 0.6612 | 0 | 0 | 0
| 4144 | 7 | 27 |  |  | 205 | 70 | 0.0187 | 0.15 | 0.6612 | 0 | 0 | 0
| 4145 | 7 | 27 |  |  | 205 | 70 | 0.0187 | 0.15 | 0.6612 | 0 | 0 | 0
| 4146 | 7 | 27 |  |  | 205 | 70 | 0.0187 | 0.15 | 0.6612 | 0 | 0 | 0
| 4147 | 7 | 27 |  |  | 205 | 70 | 0.0187 | 0.15 | 0.6612 | 0 | 0 | 0
| 4148 | 7 | 27 |  |  | 205 | 70 | 0.0187 | 0.15 | 0.6612 | 0 | 0 | 0
| 4149 | 7 | 27 |  |  | 205 | 70 | 0.0187 | 0.15 | 0.6612 | 0 | 0 | 0
| 4150 | 7 | 27 |  |  | 205 | 70 | 0.0187 | 0.15 | 0.6612 | 0 | 0 | 0
| 4151 | 7 | 27 |  |  | 205 | 70 | 0.0187 | 0.15 | 0.6612 | 0 | 0 | 0
| 4152 | 7 | 27 |  |  | 205 | 70 | 0.0187 | 0.15 | 0.6612 | 0 | 0 | 0
| 4153 | 7 | 27 |  |  | 205 | 70 | 0.0187 | 0.15 | 0.6612 | 0 | 0 | 0
| 4154 | 7 | 27 |  |  | 205 | 70 | 0.0187 | 0.15 | 0.6612 | 0 | 0 | 0
| 4155 | 7 | 27 |  |  | 205 | 70 | 0.0187 | 0.15 | 0.6612 | 0 | 0 | 0
| 4156 | 7 | 27 |  |  | 205 | 70 | 0.0187 | 0.15 | 0.6612 | 0 | 0 | 0
| 4157 | 7 | 27 |  |  | 205 | 70 | 0.0187 | 0.15 | 0.6612 | 0 | 0 | 0
| 4158 | 7 | 27 |  |  | 205 | 70 | 0.0187 | 0.15 | 0.6612 | 0 | 0 | 0
| 4159 | 7 | 27 |  |  | 205 | 70 | 0.0187 | 0.15 | 0.6612 | 0 | 0 | 0
| 4160 | 7 | 27 |  |  | 205 | 70 | 0.0187 | 0.15 | 0.6612 | 0 | 0 | 0
| 4161 | 7 | 27 |  |  | 205 | 70 | 0.0187 | 0.15 | 0.6612 | 0 | 0 | 0
| 4162 | 7 | 27 |  |  | 205 | 70 | 0.0187 | 0.15 | 0.6612 | 0 | 0 | 0
| 4163 | 7 | 27 |  |  | 205 | 70 | 0.0187 | 0.15 | 0.6612 | 0 | 0 | 0
| 4164 | 7 | 27 |  |  | 205 | 70 | 0.0187 | 0.15 | 0.6612 | 0 | 0 | 0
| 4165 | 7 | 27 |  |  | 205 | 70 | 0.0187 | 0.15 | 0.6612 | 0 | 0 | 0
| 4166 | 7 | 27 |  |  | 205 | 70 | 0.0187 | 0.15 | 0.6612 | 0 | 0 | 0
| 4167 | 7 | 27 |  |  | 205 | 70 | 0.0187 | 0.15 | 0.6612 | 0 | 0 | 0
| 4168 | 7 | 27 |  |  | 205 | 70 | 0.0187 | 0.15 | 0.6612 | 0 | 0 | 0
| 4169 | 7 | 27 |  |  | 205 | 70 | 0.0187 | 0.15 | 0.6612 | 0 | 0 | 0
| 4170 | 7 | 27 |  |  | 205 | 70 | 0.0187 | 0.15 | 0.6612 | 0 | 0 | 0
| 4171 | 8 | 27 |  |  | 280 | 95 | 0.0187 | 0.15 | 0.6612 | 0 | 0 | 0
| 4172 | 8 | 27 |  |  | 280 | 95 | 0.0187 | 0.15 | 0.6612 | 0 | 0 | 0
| 4173 | 8 | 27 |  |  | 280 | 95 | 0.0187 | 0.15 | 0.6612 | 0 | 0 | 0
| 4174 | 10 | 27 |  |  | 280 | 95 | 0.0187 | 0.15 | 0.6612 | 0 | 0 | 0
| 4175 | 10 | 27 |  |  | 280 | 95 | 0.0187 | 0.15 | 0.6612 | 0 | 0 | 0
| 4176 | 10 | 27 |  |  | 280 | 95 | 0.0187 | 0.15 | 0.6612 | 0 | 0 | 0
| 4177 | 10 | 27 |  |  | 340 | 125 | 0.0187 | 0.15 | 0.6612 | 0 | 0 | 0
| 4178 | 10 | 27 |  |  | 340 | 125 | 0.0187 | 0.15 | 0.6612 | 0 | 0 | 0
| 4179 | 10 | 27 |  |  | 340 | 125 | 0.0187 | 0.15 | 0.6612 | 0 | 0 | 0
| 4180 | 10 | 27 |  |  | 340 | 125 | 0.0187 | 0.15 | 0.6612 | 0 | 0 | 0
| 4181 | 10 | 27 |  |  | 340 | 125 | 0.0187 | 0.15 | 0.6612 | 0 | 0 | 0
| 4182 | 10 | 27 |  |  | 340 | 125 | 0.0187 | 0.15 | 0.6612 | 0 | 0 | 0
| 4183 | 10 | 27 |  |  | 340 | 125 | 0.0187 | 0.15 | 0.6612 | 0 | 0 | 0
| 4184 | 10 | 27 |  |  | 340 | 125 | 0.0187 | 0.15 | 0.6612 | 0 | 0 | 0
| 4185 | 10 | 27 |  |  | 340 | 125 | 0.0187 | 0.15 | 0.6612 | 0 | 0 | 0
| 4186 | 10 | 27 |  |  | 340 | 125 | 0.0187 | 0.15 | 0.6612 | 0 | 0 | 0
| 4187 | 10 | 27 |  |  | 340 | 125 | 0.0187 | 0.15 | 0.6612 | 0 | 0 | 0
| 4188 | 11 | 27 |  |  | 390 | 145 | 0.0187 | 0.15 | 0.6612 | 0 | 0 | 0
| 4189 | 11 | 27 |  |  | 390 | 145 | 0.0187 | 0.15 | 0.6612 | 0 | 0 | 0
| 4190 | 12 | 27 |  |  | 433 | 165 | 0.0187 | 0.15 | 0.6612 | 0 | 0 | 0
| 4191 | 12 | 27 |  |  | 433 | 165 | 0.0187 | 0.15 | 0.6612 | 0 | 0 | 0
| 4192 | 12 | 27 |  |  | 433 | 165 | 0.0187 | 0.15 | 0.6612 | 0 | 0 | 0
| 4193 | 12 | 27 |  |  | 433 | 165 | 0.0187 | 0.15 | 0.6612 | 0 | 0 | 0
| 4194 | 12 | 27 |  |  | 433 | 165 | 0.0187 | 0.15 | 0.6612 | 0 | 0 | 0
| 4195 | 12 | 27 |  |  | 433 | 165 | 0.0187 | 0.15 | 0.6612 | 0 | 0 | 0
| 4196 | 8 | 28 |  |  | 280 | 95 | 0.0187 | 0.15 | 0.6612 | 0 | 0 | 0
| 4197 | 7 | 28 |  |  | 280 | 95 | 0.0187 | 0.15 | 0.6612 | 0 | 0 | 0
| 4198 | 8 | 28 |  |  | 280 | 95 | 0.0187 | 0.15 | 0.6612 | 0 | 0 | 0
| 4199 | 8 | 28 |  |  | 280 | 95 | 0.0187 | 0.15 | 0.6612 | 0 | 0 | 0
| 4200 | 10 | 28 |  |  | 340 | 125 | 0.0187 | 0.15 | 0.6612 | 0 | 0 | 0
| 4201 | 10 | 28 |  |  | 340 | 125 | 0.0187 | 0.15 | 0.6612 | 0 | 0 | 0
| 4202 | 10 | 28 |  |  | 340 | 125 | 0.0187 | 0.15 | 0.6612 | 0 | 0 | 0
| 4203 | 10 | 28 |  |  | 340 | 125 | 0.0187 | 0.15 | 0.6612 | 0 | 0 | 0
| 4204 | 10 | 28 |  |  | 340 | 125 | 0.0187 | 0.15 | 0.6612 | 0 | 0 | 0
| 4205 | 10 | 28 |  |  | 340 | 125 | 0.0187 | 0.15 | 0.6612 | 0 | 0 | 0
| 4206 | 7 | 28 |  |  | 205 | 70 | 0.0187 | 0.15 | 0.6612 | 0 | 0 | 0
| 4207 | 7 | 28 |  |  | 205 | 70 | 0.0187 | 0.15 | 0.6612 | 0 | 0 | 0
| 4208 | 7 | 28 |  |  | 205 | 70 | 0.0187 | 0.15 | 0.6612 | 0 | 0 | 0
| 4209 | 7 | 28 |  |  | 205 | 70 | 0.0187 | 0.15 | 0.6612 | 0 | 0 | 0
| 4210 | 7 | 28 |  |  | 205 | 70 | 0.0187 | 0.15 | 0.6612 | 0 | 0 | 0
| 4211 | 7 | 28 |  |  | 205 | 70 | 0.0187 | 0.15 | 0.6612 | 0 | 0 | 0
| 4212 | 7 | 28 |  |  | 205 | 70 | 0.0187 | 0.15 | 0.6612 | 0 | 0 | 0
| 4213 | 7 | 28 |  |  | 205 | 70 | 0.0187 | 0.15 | 0.6612 | 0 | 0 | 0
| 4214 | 7 | 28 |  |  | 205 | 70 | 0.0187 | 0.15 | 0.6612 | 0 | 0 | 0
| 4215 | 7 | 28 |  |  | 205 | 70 | 0.0187 | 0.15 | 0.6612 | 0 | 0 | 0
| 4216 | 7 | 28 |  |  | 205 | 70 | 0.0187 | 0.15 | 0.6612 | 0 | 0 | 0
| 4217 | 7 | 28 |  |  | 205 | 70 | 0.0187 | 0.15 | 0.6612 | 0 | 0 | 0
| 4218 | 7 | 28 |  |  | 205 | 70 | 0.0187 | 0.15 | 0.6612 | 0 | 0 | 0
| 4219 | 7 | 28 |  |  | 205 | 70 | 0.0187 | 0.15 | 0.6612 | 0 | 0 | 0
| 4220 | 7 | 28 |  |  | 205 | 70 | 0.0187 | 0.15 | 0.6612 | 0 | 0 | 0
| 4221 | 7 | 28 |  |  | 205 | 70 | 0.0187 | 0.15 | 0.6612 | 0 | 0 | 0
| 4222 | 7 | 28 |  |  | 205 | 70 | 0.0187 | 0.15 | 0.6612 | 0 | 0 | 0
| 4223 | 7 | 28 |  |  | 205 | 70 | 0.0187 | 0.15 | 0.6612 | 0 | 0 | 0
| 4224 | 7 | 28 |  |  | 205 | 70 | 0.0187 | 0.15 | 0.6612 | 0 | 0 | 0
| 4225 | 7 | 28 |  |  | 205 | 70 | 0.0187 | 0.15 | 0.6612 | 0 | 0 | 0
| 4226 | 7 | 28 |  |  | 205 | 70 | 0.0187 | 0.15 | 0.6612 | 0 | 0 | 0
| 4227 | 7 | 28 |  |  | 205 | 70 | 0.0187 | 0.15 | 0.6612 | 0 | 0 | 0
| 4228 | 7 | 28 |  |  | 205 | 70 | 0.0187 | 0.15 | 0.6612 | 0 | 0 | 0
| 4229 | 7 | 28 |  |  | 205 | 70 | 0.0187 | 0.15 | 0.6612 | 0 | 0 | 0
| 4230 | 7 | 28 |  |  | 205 | 70 | 0.0187 | 0.15 | 0.6612 | 0 | 0 | 0
| 4231 | 7 | 28 |  |  | 205 | 70 | 0.0187 | 0.15 | 0.6612 | 0 | 0 | 0
| 4232 | 7 | 28 |  |  | 205 | 70 | 0.0187 | 0.15 | 0.6612 | 0 | 0 | 0
| 4233 | 7 | 28 |  |  | 205 | 70 | 0.0187 | 0.15 | 0.6612 | 0 | 0 | 0
| 4234 | 7 | 28 |  |  | 205 | 70 | 0.0187 | 0.15 | 0.6612 | 0 | 0 | 0
| 4235 | 7 | 28 |  |  | 205 | 70 | 0.0187 | 0.15 | 0.6612 | 0 | 0 | 0
| 4236 | 7 | 28 |  |  | 205 | 70 | 0.0187 | 0.15 | 0.6612 | 0 | 0 | 0
| 4237 | 8 | 28 |  |  | 280 | 95 | 0.0187 | 0.15 | 0.6612 | 0 | 0 | 0
| 4238 | 8 | 28 |  |  | 280 | 95 | 0.0187 | 0.15 | 0.6612 | 0 | 0 | 0
| 4239 | 8 | 28 |  |  | 280 | 95 | 0.0187 | 0.15 | 0.6612 | 0 | 0 | 0
| 4240 | 8 | 28 |  |  | 280 | 95 | 0.0187 | 0.15 | 0.6612 | 0 | 0 | 0
| 4241 | 8 | 28 |  |  | 280 | 95 | 0.0187 | 0.15 | 0.6612 | 0 | 0 | 0
| 4242 | 8 | 28 |  |  | 280 | 95 | 0.0187 | 0.15 | 0.6612 | 0 | 0 | 0
| 4243 | 8 | 28 |  |  | 280 | 95 | 0.0187 | 0.15 | 0.6612 | 0 | 0 | 0
| 4244 | 8 | 28 |  |  | 280 | 95 | 0.0187 | 0.15 | 0.6612 | 0 | 0 | 0
| 4245 | 8 | 28 |  |  | 280 | 95 | 0.0187 | 0.15 | 0.6612 | 0 | 0 | 0
| 4246 | 8 | 28 |  |  | 280 | 95 | 0.0187 | 0.15 | 0.6612 | 0 | 0 | 0
| 4247 | 8 | 28 |  |  | 280 | 95 | 0.0187 | 0.15 | 0.6612 | 0 | 0 | 0
| 4248 | 8 | 28 |  |  | 280 | 95 | 0.0187 | 0.15 | 0.6612 | 0 | 0 | 0
| 4249 | 8 | 28 |  |  | 280 | 95 | 0.0187 | 0.15 | 0.6612 | 0 | 0 | 0
| 4250 | 8 | 28 |  |  | 280 | 95 | 0.0187 | 0.15 | 0.6612 | 0 | 0 | 0
| 4251 | 8 | 28 |  |  | 280 | 95 | 0.0187 | 0.15 | 0.6612 | 0 | 0 | 0
| 4252 | 8 | 28 |  |  | 280 | 95 | 0.0187 | 0.15 | 0.6612 | 0 | 0 | 0
| 4253 | 8 | 28 |  |  | 280 | 95 | 0.0187 | 0.15 | 0.6612 | 0 | 0 | 0
| 4254 | 8 | 28 |  |  | 280 | 95 | 0.0187 | 0.15 | 0.6612 | 0 | 0 | 0
| 4255 | 8 | 28 |  |  | 280 | 95 | 0.0187 | 0.15 | 0.6612 | 0 | 0 | 0
| 4256 | 8 | 28 |  |  | 280 | 95 | 0.0187 | 0.15 | 0.6612 | 0 | 0 | 0
| 4257 | 8 | 28 |  |  | 280 | 95 | 0.0187 | 0.15 | 0.6612 | 0 | 0 | 0
| 4258 | 8 | 28 |  |  | 280 | 95 | 0.0187 | 0.15 | 0.6612 | 0 | 0 | 0
| 4259 | 8 | 28 |  |  | 280 | 95 | 0.0187 | 0.15 | 0.6612 | 0 | 0 | 0
| 4260 | 8 | 28 |  |  | 280 | 95 | 0.0187 | 0.15 | 0.6612 | 0 | 0 | 0
| 4261 | 8 | 28 |  |  | 280 | 95 | 0.0187 | 0.15 | 0.6612 | 0 | 0 | 0
| 4262 | 8 | 28 |  |  | 280 | 95 | 0.0187 | 0.15 | 0.6612 | 0 | 0 | 0
| 4263 | 8 | 28 |  |  | 280 | 95 | 0.0187 | 0.15 | 0.6612 | 0 | 0 | 0
| 4264 | 8 | 28 |  |  | 280 | 95 | 0.0187 | 0.15 | 0.6612 | 0 | 0 | 0
| 4265 | 8 | 28 |  |  | 280 | 95 | 0.0187 | 0.15 | 0.6612 | 0 | 0 | 0
| 4266 | 8 | 28 |  |  | 280 | 95 | 0.0187 | 0.15 | 0.6612 | 0 | 0 | 0
| 4267 | 8 | 28 |  |  | 280 | 95 | 0.0187 | 0.15 | 0.6612 | 0 | 0 | 0
| 4268 | 8 | 28 |  |  | 280 | 95 | 0.0187 | 0.15 | 0.6612 | 0 | 0 | 0
| 4269 | 10 | 28 |  |  | 340 | 125 | 0.0187 | 0.15 | 0.6612 | 0 | 0 | 0
| 4270 | 10 | 28 |  |  | 340 | 125 | 0.0187 | 0.15 | 0.6612 | 0 | 0 | 0
| 4271 | 10 | 28 |  |  | 340 | 125 | 0.0187 | 0.15 | 0.6612 | 0 | 0 | 0
| 4272 | 10 | 28 |  |  | 340 | 125 | 0.0187 | 0.15 | 0.6612 | 0 | 0 | 0
| 4273 | 10 | 28 |  |  | 340 | 125 | 0.0187 | 0.15 | 0.6612 | 0 | 0 | 0
| 4274 | 10 | 28 |  |  | 340 | 125 | 0.0187 | 0.15 | 0.6612 | 0 | 0 | 0
| 4275 | 10 | 28 |  |  | 340 | 125 | 0.0187 | 0.15 | 0.6612 | 0 | 0 | 0
| 4276 | 10 | 28 |  |  | 340 | 125 | 0.0187 | 0.15 | 0.6612 | 0 | 0 | 0
| 4277 | 10 | 28 |  |  | 340 | 125 | 0.0187 | 0.15 | 0.6612 | 0 | 0 | 0
| 4278 | 10 | 28 |  |  | 340 | 125 | 0.0187 | 0.15 | 0.6612 | 0 | 0 | 0
| 4279 | 10 | 28 |  |  | 340 | 125 | 0.0187 | 0.15 | 0.6612 | 0 | 0 | 0
| 4280 | 10 | 28 |  |  | 340 | 125 | 0.0187 | 0.15 | 0.6612 | 0 | 0 | 0
| 4281 | 10 | 28 |  |  | 340 | 125 | 0.0187 | 0.15 | 0.6612 | 0 | 0 | 0
| 4282 | 10 | 28 |  |  | 340 | 125 | 0.0187 | 0.15 | 0.6612 | 0 | 0 | 0
| 4283 | 10 | 28 |  |  | 340 | 125 | 0.0187 | 0.15 | 0.6612 | 0 | 0 | 0
| 4284 | 10 | 28 |  |  | 340 | 125 | 0.0187 | 0.15 | 0.6612 | 0 | 0 | 0
| 4285 | 10 | 28 |  |  | 340 | 125 | 0.0187 | 0.15 | 0.6612 | 0 | 0 | 0
| 4286 | 10 | 28 |  |  | 340 | 125 | 0.0187 | 0.15 | 0.6612 | 0 | 0 | 0
| 4287 | 10 | 28 |  |  | 340 | 125 | 0.0187 | 0.15 | 0.6612 | 0 | 0 | 0
| 4288 | 10 | 28 |  |  | 340 | 125 | 0.0187 | 0.15 | 0.6612 | 0 | 0 | 0
| 4289 | 10 | 28 |  |  | 340 | 125 | 0.0187 | 0.15 | 0.6612 | 0 | 0 | 0
| 4290 | 10 | 28 |  |  | 340 | 125 | 0.0187 | 0.15 | 0.6612 | 0 | 0 | 0
| 4291 | 10 | 28 |  |  | 340 | 125 | 0.0187 | 0.15 | 0.6612 | 0 | 0 | 0
| 4292 | 10 | 28 |  |  | 340 | 125 | 0.0187 | 0.15 | 0.6612 | 0 | 0 | 0
| 4293 | 10 | 28 |  |  | 340 | 125 | 0.0187 | 0.15 | 0.6612 | 0 | 0 | 0
| 4294 | 10 | 28 |  |  | 340 | 125 | 0.0187 | 0.15 | 0.6612 | 0 | 0 | 0
| 4295 | 10 | 28 |  |  | 340 | 125 | 0.0187 | 0.15 | 0.6612 | 0 | 0 | 0
| 4296 | 10 | 28 |  |  | 340 | 125 | 0.0187 | 0.15 | 0.6612 | 0 | 0 | 0
| 4297 | 10 | 28 |  |  | 340 | 125 | 0.0187 | 0.15 | 0.6612 | 0 | 0 | 0
| 4298 | 10 | 28 |  |  | 340 | 125 | 0.0187 | 0.15 | 0.6612 | 0 | 0 | 0
| 4299 | 10 | 28 |  |  | 340 | 125 | 0.0187 | 0.15 | 0.6612 | 0 | 0 | 0
| 4300 | 10 | 28 |  |  | 340 | 125 | 0.0187 | 0.15 | 0.6612 | 0 | 0 | 0
| 4301 | 10 | 28 |  |  | 340 | 125 | 0.0187 | 0.15 | 0.6612 | 0 | 0 | 0
| 4302 | 10 | 28 |  |  | 340 | 125 | 0.0187 | 0.15 | 0.6612 | 0 | 0 | 0
| 4303 | 10 | 28 |  |  | 340 | 125 | 0.0187 | 0.15 | 0.6612 | 0 | 0 | 0
| 4304 | 10 | 28 |  |  | 340 | 125 | 0.0187 | 0.15 | 0.6612 | 0 | 0 | 0
| 4305 | 10 | 28 |  |  | 340 | 125 | 0.0187 | 0.15 | 0.6612 | 0 | 0 | 0
| 4306 | 10 | 28 |  |  | 340 | 125 | 0.0187 | 0.15 | 0.6612 | 0 | 0 | 0
| 4307 | 10 | 28 |  |  | 340 | 125 | 0.0187 | 0.15 | 0.6612 | 0 | 0 | 0
| 4308 | 10 | 28 |  |  | 340 | 125 | 0.0187 | 0.15 | 0.6612 | 0 | 0 | 0
| 4309 | 12 | 28 |  |  | 433 | 165 | 0.0187 | 0.15 | 0.6612 | 0 | 0 | 0
| 4310 | 12 | 28 |  |  | 433 | 165 | 0.0187 | 0.15 | 0.6612 | 0 | 0 | 0
| 4311 | 10 | 29 |  |  | 340 | 125 | 0.0187 | 0.15 | 0.6612 | 0 | 0 | 0
| 4312 | 10 | 29 |  |  | 340 | 125 | 0.0187 | 0.15 | 0.6612 | 0 | 0 | 0
| 4313 | 10 | 29 |  |  | 340 | 125 | 0.0187 | 0.15 | 0.6612 | 0 | 0 | 0
| 4314 | 10 | 29 |  |  | 340 | 125 | 0.0187 | 0.15 | 0.6612 | 0 | 0 | 0
| 4315 | 17 | 29 |  |  | 1305 | 490 | 0.0187 | 0.15 | 0.6612 | 0 | 0 | 0
| 4316 | 7 | 29 |  |  | 205 | 70 | 0.0187 | 0.15 | 0.6612 | 0 | 0 | 0
| 4317 | 7 | 29 |  |  | 205 | 70 | 0.0187 | 0.15 | 0.6612 | 0 | 0 | 0
| 4318 | 7 | 29 |  |  | 205 | 70 | 0.0187 | 0.15 | 0.6612 | 0 | 0 | 0
| 4319 | 7 | 29 |  |  | 205 | 70 | 0.0187 | 0.15 | 0.6612 | 0 | 0 | 0
| 4320 | 7 | 29 |  |  | 205 | 70 | 0.0187 | 0.15 | 0.6612 | 0 | 0 | 0
| 4321 | 7 | 29 |  |  | 205 | 70 | 0.0187 | 0.15 | 0.6612 | 0 | 0 | 0
| 4322 | 7 | 29 |  |  | 205 | 70 | 0.0187 | 0.15 | 0.6612 | 0 | 0 | 0
| 4323 | 7 | 29 |  |  | 205 | 70 | 0.0187 | 0.15 | 0.6612 | 0 | 0 | 0
| 4324 | 7 | 29 |  |  | 205 | 70 | 0.0187 | 0.15 | 0.6612 | 0 | 0 | 0
| 4325 | 7 | 29 |  |  | 205 | 70 | 0.0187 | 0.15 | 0.6612 | 0 | 0 | 0
| 4326 | 7 | 29 |  |  | 205 | 70 | 0.0187 | 0.15 | 0.6612 | 0 | 0 | 0
| 4327 | 7 | 29 |  |  | 205 | 70 | 0.0187 | 0.15 | 0.6612 | 0 | 0 | 0
| 4328 | 7 | 29 |  |  | 205 | 70 | 0.0187 | 0.15 | 0.6612 | 0 | 0 | 0
| 4329 | 7 | 29 |  |  | 205 | 70 | 0.0187 | 0.15 | 0.6612 | 0 | 0 | 0
| 4330 | 7 | 29 |  |  | 205 | 70 | 0.0187 | 0.15 | 0.6612 | 0 | 0 | 0
| 4331 | 7 | 29 |  |  | 205 | 70 | 0.0187 | 0.15 | 0.6612 | 0 | 0 | 0
| 4332 | 7 | 29 |  |  | 205 | 70 | 0.0187 | 0.15 | 0.6612 | 0 | 0 | 0
| 4333 | 7 | 29 |  |  | 205 | 70 | 0.0187 | 0.15 | 0.6612 | 0 | 0 | 0
| 4334 | 7 | 29 |  |  | 205 | 70 | 0.0187 | 0.15 | 0.6612 | 0 | 0 | 0
| 4335 | 7 | 29 |  |  | 205 | 70 | 0.0187 | 0.15 | 0.6612 | 0 | 0 | 0
| 4336 | 7 | 29 |  |  | 205 | 70 | 0.0187 | 0.15 | 0.6612 | 0 | 0 | 0
| 4337 | 7 | 29 |  |  | 205 | 70 | 0.0187 | 0.15 | 0.6612 | 0 | 0 | 0
| 4338 | 8 | 29 |  |  | 280 | 95 | 0.0187 | 0.15 | 0.6612 | 0 | 0 | 0
| 4339 | 8 | 29 |  |  | 280 | 95 | 0.0187 | 0.15 | 0.6612 | 0 | 0 | 0
| 4340 | 8 | 29 |  |  | 280 | 95 | 0.0187 | 0.15 | 0.6612 | 0 | 0 | 0
| 4341 | 8 | 29 |  |  | 280 | 95 | 0.0187 | 0.15 | 0.6612 | 0 | 0 | 0
| 4342 | 8 | 29 |  |  | 280 | 95 | 0.0187 | 0.15 | 0.6612 | 0 | 0 | 0
| 4343 | 8 | 29 |  |  | 280 | 95 | 0.0187 | 0.15 | 0.6612 | 0 | 0 | 0
| 4344 | 8 | 29 |  |  | 280 | 95 | 0.0187 | 0.15 | 0.6612 | 0 | 0 | 0
| 4345 | 8 | 29 |  |  | 280 | 95 | 0.0187 | 0.15 | 0.6612 | 0 | 0 | 0
| 4346 | 8 | 29 |  |  | 280 | 95 | 0.0187 | 0.15 | 0.6612 | 0 | 0 | 0
| 4347 | 8 | 29 |  |  | 280 | 95 | 0.0187 | 0.15 | 0.6612 | 0 | 0 | 0
| 4348 | 8 | 29 |  |  | 280 | 95 | 0.0187 | 0.15 | 0.6612 | 0 | 0 | 0
| 4349 | 8 | 29 |  |  | 280 | 95 | 0.0187 | 0.15 | 0.6612 | 0 | 0 | 0
| 4350 | 8 | 29 |  |  | 280 | 95 | 0.0187 | 0.15 | 0.6612 | 0 | 0 | 0
| 4351 | 8 | 29 |  |  | 280 | 95 | 0.0187 | 0.15 | 0.6612 | 0 | 0 | 0
| 4352 | 8 | 29 |  |  | 280 | 95 | 0.0187 | 0.15 | 0.6612 | 0 | 0 | 0
| 4353 | 8 | 29 |  |  | 280 | 95 | 0.0187 | 0.15 | 0.6612 | 0 | 0 | 0
| 4354 | 8 | 29 |  |  | 280 | 95 | 0.0187 | 0.15 | 0.6612 | 0 | 0 | 0
| 4355 | 8 | 29 |  |  | 280 | 95 | 0.0187 | 0.15 | 0.6612 | 0 | 0 | 0
| 4356 | 8 | 29 |  |  | 280 | 95 | 0.0187 | 0.15 | 0.6612 | 0 | 0 | 0
| 4357 | 8 | 29 |  |  | 280 | 95 | 0.0187 | 0.15 | 0.6612 | 0 | 0 | 0
| 4358 | 8 | 29 |  |  | 280 | 95 | 0.0187 | 0.15 | 0.6612 | 0 | 0 | 0
| 4359 | 8 | 29 |  |  | 280 | 95 | 0.0187 | 0.15 | 0.6612 | 0 | 0 | 0
| 4360 | 8 | 29 |  |  | 280 | 95 | 0.0187 | 0.15 | 0.6612 | 0 | 0 | 0
| 4361 | 10 | 29 |  |  | 340 | 125 | 0.0187 | 0.15 | 0.6612 | 0 | 0 | 0
| 4362 | 10 | 29 |  |  | 340 | 125 | 0.0187 | 0.15 | 0.6612 | 0 | 0 | 0
| 4363 | 10 | 29 |  |  | 340 | 125 | 0.0187 | 0.15 | 0.6612 | 0 | 0 | 0
| 4364 | 10 | 29 |  |  | 340 | 125 | 0.0187 | 0.15 | 0.6612 | 0 | 0 | 0
| 4365 | 10 | 29 |  |  | 340 | 125 | 0.0187 | 0.15 | 0.6612 | 0 | 0 | 0
| 4366 | 10 | 29 |  |  | 340 | 125 | 0.0187 | 0.15 | 0.6612 | 0 | 0 | 0
| 4367 | 10 | 29 |  |  | 340 | 125 | 0.0187 | 0.15 | 0.6612 | 0 | 0 | 0
| 4368 | 10 | 29 |  |  | 340 | 125 | 0.0187 | 0.15 | 0.6612 | 0 | 0 | 0
| 4369 | 10 | 29 |  |  | 340 | 125 | 0.0187 | 0.15 | 0.6612 | 0 | 0 | 0
| 4370 | 10 | 29 |  |  | 340 | 125 | 0.0187 | 0.15 | 0.6612 | 0 | 0 | 0
| 4371 | 10 | 29 |  |  | 340 | 125 | 0.0187 | 0.15 | 0.6612 | 0 | 0 | 0
| 4372 | 10 | 29 |  |  | 340 | 125 | 0.0187 | 0.15 | 0.6612 | 0 | 0 | 0
| 4373 | 10 | 29 |  |  | 340 | 125 | 0.0187 | 0.15 | 0.6612 | 0 | 0 | 0
| 4374 | 10 | 29 |  |  | 340 | 125 | 0.0187 | 0.15 | 0.6612 | 0 | 0 | 0
| 4375 | 10 | 29 |  |  | 340 | 125 | 0.0187 | 0.15 | 0.6612 | 0 | 0 | 0
| 4376 | 10 | 29 |  |  | 340 | 125 | 0.0187 | 0.15 | 0.6612 | 0 | 0 | 0
| 4377 | 10 | 29 |  |  | 340 | 125 | 0.0187 | 0.15 | 0.6612 | 0 | 0 | 0
| 4378 | 10 | 29 |  |  | 340 | 125 | 0.0187 | 0.15 | 0.6612 | 0 | 0 | 0
| 4379 | 10 | 29 |  |  | 340 | 125 | 0.0187 | 0.15 | 0.6612 | 0 | 0 | 0
| 4380 | 10 | 29 |  |  | 340 | 125 | 0.0187 | 0.15 | 0.6612 | 0 | 0 | 0
| 4381 | 10 | 29 |  |  | 340 | 125 | 0.0187 | 0.15 | 0.6612 | 0 | 0 | 0
| 4382 | 10 | 29 |  |  | 340 | 125 | 0.0187 | 0.15 | 0.6612 | 0 | 0 | 0
| 4383 | 12 | 29 |  |  | 433 | 165 | 0.0187 | 0.15 | 0.6612 | 0 | 0 | 0
| 4384 | 12 | 29 |  |  | 433 | 165 | 0.0187 | 0.15 | 0.6612 | 0 | 0 | 0
| 4385 | 12 | 29 |  |  | 433 | 165 | 0.0187 | 0.15 | 0.6612 | 0 | 0 | 0
| 4386 | 12 | 29 |  |  | 433 | 165 | 0.0187 | 0.15 | 0.6612 | 0 | 0 | 0
| 4387 | 12 | 29 |  |  | 433 | 165 | 0.0187 | 0.15 | 0.6612 | 0 | 0 | 0
| 4388 | 12 | 29 |  |  | 433 | 165 | 0.0187 | 0.15 | 0.6612 | 0 | 0 | 0
| 4389 | 12 | 29 |  |  | 433 | 165 | 0.0187 | 0.15 | 0.6612 | 0 | 0 | 0
| 4390 | 17 | 29 |  |  | 1305 | 490 | 0.0187 | 0.15 | 0.6612 | 0 | 0 | 0
| 4391 | 17 | 29 |  |  | 1305 | 490 | 0.0187 | 0.15 | 0.6612 | 0 | 0 | 0
| 4392 | 17 | 29 |  |  | 1305 | 490 | 0.0187 | 0.15 | 0.6612 | 0 | 0 | 0
| 4393 | 17 | 29 |  |  | 1305 | 490 | 0.0187 | 0.15 | 0.6612 | 0 | 0 | 0
| 4394 | 17 | 29 |  |  | 1305 | 490 | 0.0187 | 0.15 | 0.6612 | 0 | 0 | 0
| 4395 | 17 | 29 |  |  | 1305 | 490 | 0.0187 | 0.15 | 0.6612 | 0 | 0 | 0
| 4396 | 17 | 29 |  |  | 1305 | 490 | 0.0187 | 0.15 | 0.6612 | 0 | 0 | 0
| 4397 | 17 | 29 |  |  | 1305 | 490 | 0.0187 | 0.15 | 0.6612 | 0 | 0 | 0
| 4398 | 17 | 29 |  |  | 1305 | 490 | 0.0187 | 0.15 | 0.6612 | 0 | 0 | 0
| 4399 | 17 | 29 |  |  | 1305 | 490 | 0.0187 | 0.15 | 0.6612 | 0 | 0 | 0
| 4400 | 7 | 30 |  |  | 205 | 70 | 0.0187 | 0.15 | 0.6612 | 0 | 0 | 0
| 4401 | 7 | 30 |  |  | 205 | 70 | 0.0187 | 0.15 | 0.6612 | 0 | 0 | 0
| 4402 | 2 | 30 |  |  | 65 | 22 | 0.0187 | 0.15 | 0.6612 | 0 | 0 | 0
| 4403 | 3 | 30 |  |  | 92 | 31 | 0.0187 | 0.15 | 0.6612 | 0 | 0 | 0
| 4404 | 3 | 30 |  |  | 92 | 31 | 0.0187 | 0.15 | 0.6612 | 0 | 0 | 0
| 4405 | 7 | 30 |  |  | 205 | 70 | 0.0187 | 0.15 | 0.6612 | 0 | 0 | 0
| 4406 | 7 | 30 |  |  | 205 | 70 | 0.0187 | 0.15 | 0.6612 | 0 | 0 | 0
| 4407 | 7 | 30 |  |  | 205 | 70 | 0.0187 | 0.15 | 0.6612 | 0 | 0 | 0
| 4408 | 7 | 30 |  |  | 205 | 70 | 0.0187 | 0.15 | 0.6612 | 0 | 0 | 0
| 4409 | 7 | 30 |  |  | 205 | 70 | 0.0187 | 0.15 | 0.6612 | 0 | 0 | 0
| 4410 | 7 | 30 |  |  | 205 | 70 | 0.0187 | 0.15 | 0.6612 | 0 | 0 | 0
| 4411 | 7 | 30 |  |  | 205 | 70 | 0.0187 | 0.15 | 0.6612 | 0 | 0 | 0
| 4412 | 7 | 30 |  |  | 205 | 70 | 0.0187 | 0.15 | 0.6612 | 0 | 0 | 0
| 4413 | 7 | 30 |  |  | 205 | 70 | 0.0187 | 0.15 | 0.6612 | 0 | 0 | 0
| 4414 | 7 | 30 |  |  | 205 | 70 | 0.0187 | 0.15 | 0.6612 | 0 | 0 | 0
| 4415 | 7 | 30 |  |  | 205 | 70 | 0.0187 | 0.15 | 0.6612 | 0 | 0 | 0
| 4416 | 7 | 30 |  |  | 205 | 70 | 0.0187 | 0.15 | 0.6612 | 0 | 0 | 0
| 4417 | 7 | 30 |  |  | 205 | 70 | 0.0187 | 0.15 | 0.6612 | 0 | 0 | 0
| 4418 | 7 | 30 |  |  | 205 | 70 | 0.0187 | 0.15 | 0.6612 | 0 | 0 | 0
| 4419 | 7 | 30 |  |  | 205 | 70 | 0.0187 | 0.15 | 0.6612 | 0 | 0 | 0
| 4420 | 7 | 30 |  |  | 205 | 70 | 0.0187 | 0.15 | 0.6612 | 0 | 0 | 0
| 4421 | 7 | 30 |  |  | 205 | 70 | 0.0187 | 0.15 | 0.6612 | 0 | 0 | 0
| 4422 | 7 | 30 |  |  | 205 | 70 | 0.0187 | 0.15 | 0.6612 | 0 | 0 | 0
| 4423 | 8 | 30 |  |  | 280 | 95 | 0.0187 | 0.15 | 0.6612 | 0 | 0 | 0
| 4424 | 10 | 30 |  |  | 340 | 125 | 0.0187 | 0.15 | 0.6612 | 0 | 0 | 0
| 4425 | 10 | 30 |  |  | 340 | 125 | 0.0187 | 0.15 | 0.6612 | 0 | 0 | 0
| 4426 | 10 | 31 |  |  | 340 | 125 | 0.0187 | 0.15 | 0.6612 | 0 | 0 | 0
| 4427 | 10 | 31 |  |  | 340 | 125 | 0.0187 | 0.15 | 0.6612 | 0 | 0 | 0
| 4428 | 10 | 31 |  |  | 340 | 125 | 0.0187 | 0.15 | 0.6612 | 0 | 0 | 0
| 4429 | 12 | 31 |  |  | 433 | 165 | 0.0187 | 0.15 | 0.6612 | 0 | 0 | 0
| 4430 | 7 | 31 |  |  | 205 | 70 | 0.0187 | 0.15 | 0.6612 | 0 | 0 | 0
| 4431 | 7 | 31 |  |  | 205 | 70 | 0.0187 | 0.15 | 0.6612 | 0 | 0 | 0
| 4432 | 7 | 31 |  |  | 205 | 70 | 0.0187 | 0.15 | 0.6612 | 0 | 0 | 0
| 4433 | 7 | 31 |  |  | 205 | 70 | 0.0187 | 0.15 | 0.6612 | 0 | 0 | 0
| 4434 | 7 | 31 |  |  | 205 | 70 | 0.0187 | 0.15 | 0.6612 | 0 | 0 | 0
| 4435 | 7 | 31 |  |  | 205 | 70 | 0.0187 | 0.15 | 0.6612 | 0 | 0 | 0
| 4436 | 7 | 31 |  |  | 205 | 70 | 0.0187 | 0.15 | 0.6612 | 0 | 0 | 0
| 4437 | 7 | 31 |  |  | 205 | 70 | 0.0187 | 0.15 | 0.6612 | 0 | 0 | 0
| 4438 | 7 | 31 |  |  | 205 | 70 | 0.0187 | 0.15 | 0.6612 | 0 | 0 | 0
| 4439 | 7 | 31 |  |  | 205 | 70 | 0.0187 | 0.15 | 0.6612 | 0 | 0 | 0
| 4440 | 7 | 31 |  |  | 205 | 70 | 0.0187 | 0.15 | 0.6612 | 0 | 0 | 0
| 4441 | 7 | 31 |  |  | 205 | 70 | 0.0187 | 0.15 | 0.6612 | 0 | 0 | 0
| 4442 | 7 | 31 |  |  | 205 | 70 | 0.0187 | 0.15 | 0.6612 | 0 | 0 | 0
| 4443 | 7 | 31 |  |  | 205 | 70 | 0.0187 | 0.15 | 0.6612 | 0 | 0 | 0
| 4444 | 7 | 31 |  |  | 205 | 70 | 0.0187 | 0.15 | 0.6612 | 0 | 0 | 0
| 4445 | 7 | 31 |  |  | 205 | 70 | 0.0187 | 0.15 | 0.6612 | 0 | 0 | 0
| 4446 | 7 | 31 |  |  | 205 | 70 | 0.0187 | 0.15 | 0.6612 | 0 | 0 | 0
| 4447 | 7 | 31 |  |  | 205 | 70 | 0.0187 | 0.15 | 0.6612 | 0 | 0 | 0
| 4448 | 7 | 31 |  |  | 205 | 70 | 0.0187 | 0.15 | 0.6612 | 0 | 0 | 0
| 4449 | 7 | 31 |  |  | 205 | 70 | 0.0187 | 0.15 | 0.6612 | 0 | 0 | 0
| 4450 | 7 | 31 |  |  | 205 | 70 | 0.0187 | 0.15 | 0.6612 | 0 | 0 | 0
| 4451 | 7 | 31 |  |  | 205 | 70 | 0.0187 | 0.15 | 0.6612 | 0 | 0 | 0
| 4452 | 7 | 31 |  |  | 205 | 70 | 0.0187 | 0.15 | 0.6612 | 0 | 0 | 0
| 4453 | 7 | 31 |  |  | 205 | 70 | 0.0187 | 0.15 | 0.6612 | 0 | 0 | 0
| 4454 | 7 | 31 |  |  | 205 | 70 | 0.0187 | 0.15 | 0.6612 | 0 | 0 | 0
| 4455 | 7 | 31 |  |  | 205 | 70 | 0.0187 | 0.15 | 0.6612 | 0 | 0 | 0
| 4456 | 8 | 31 |  |  | 280 | 95 | 0.0187 | 0.15 | 0.6612 | 0 | 0 | 0
| 4457 | 8 | 31 |  |  | 280 | 95 | 0.0187 | 0.15 | 0.6612 | 0 | 0 | 0
| 4458 | 8 | 31 |  |  | 280 | 95 | 0.0187 | 0.15 | 0.6612 | 0 | 0 | 0
| 4459 | 8 | 31 |  |  | 280 | 95 | 0.0187 | 0.15 | 0.6612 | 0 | 0 | 0
| 4460 | 8 | 31 |  |  | 280 | 95 | 0.0187 | 0.15 | 0.6612 | 0 | 0 | 0
| 4461 | 8 | 31 |  |  | 280 | 95 | 0.0187 | 0.15 | 0.6612 | 0 | 0 | 0
| 4462 | 8 | 31 |  |  | 280 | 95 | 0.0187 | 0.15 | 0.6612 | 0 | 0 | 0
| 4463 | 8 | 31 |  |  | 280 | 95 | 0.0187 | 0.15 | 0.6612 | 0 | 0 | 0
| 4464 | 8 | 31 |  |  | 280 | 95 | 0.0187 | 0.15 | 0.6612 | 0 | 0 | 0
| 4465 | 10 | 31 |  |  | 340 | 125 | 0.0187 | 0.15 | 0.6612 | 0 | 0 | 0
| 4466 | 10 | 31 |  |  | 340 | 125 | 0.0187 | 0.15 | 0.6612 | 0 | 0 | 0
| 4467 | 10 | 31 |  |  | 340 | 125 | 0.0187 | 0.15 | 0.6612 | 0 | 0 | 0
| 4468 | 10 | 31 |  |  | 340 | 125 | 0.0187 | 0.15 | 0.6612 | 0 | 0 | 0
| 4469 | 10 | 31 |  |  | 340 | 125 | 0.0187 | 0.15 | 0.6612 | 0 | 0 | 0
| 4470 | 10 | 31 |  |  | 340 | 125 | 0.0187 | 0.15 | 0.6612 | 0 | 0 | 0
| 4471 | 10 | 31 |  |  | 340 | 125 | 0.0187 | 0.15 | 0.6612 | 0 | 0 | 0
| 4472 | 10 | 31 |  |  | 340 | 125 | 0.0187 | 0.15 | 0.6612 | 0 | 0 | 0
| 4473 | 10 | 31 |  |  | 340 | 125 | 0.0187 | 0.15 | 0.6612 | 0 | 0 | 0
| 4474 | 10 | 31 |  |  | 340 | 125 | 0.0187 | 0.15 | 0.6612 | 0 | 0 | 0
| 4475 | 10 | 31 |  |  | 340 | 125 | 0.0187 | 0.15 | 0.6612 | 0 | 0 | 0
| 4476 | 10 | 31 |  |  | 340 | 125 | 0.0187 | 0.15 | 0.6612 | 0 | 0 | 0
| 4477 | 10 | 31 |  |  | 340 | 125 | 0.0187 | 0.15 | 0.6612 | 0 | 0 | 0
| 4478 | 12 | 31 |  |  | 433 | 165 | 0.0187 | 0.15 | 0.6612 | 0 | 0 | 0
| 4479 | 12 | 31 |  |  | 433 | 165 | 0.0187 | 0.15 | 0.6612 | 0 | 0 | 0
| 4480 | 12 | 31 |  |  | 433 | 165 | 0.0187 | 0.15 | 0.6612 | 0 | 0 | 0
| 4481 | 8 | 32 |  |  | 280 | 95 | 0.0187 | 0.15 | 0.6612 | 0 | 0 | 0
| 4482 | 8 | 32 |  |  | 280 | 95 | 0.0187 | 0.15 | 0.6612 | 0 | 0 | 0
| 4483 | 8 | 32 |  |  | 280 | 95 | 0.0187 | 0.15 | 0.6612 | 0 | 0 | 0
| 4484 | 8 | 32 |  |  | 280 | 95 | 0.0187 | 0.15 | 0.6612 | 0 | 0 | 0
| 4485 | 8 | 32 |  |  | 280 | 95 | 0.0187 | 0.15 | 0.6612 | 0 | 0 | 0
| 4486 | 8 | 32 |  |  | 280 | 95 | 0.0187 | 0.15 | 0.6612 | 0 | 0 | 0
| 4487 | 10 | 32 |  |  | 340 | 125 | 0.0187 | 0.15 | 0.6612 | 0 | 0 | 0
| 4488 | 10 | 32 |  |  | 340 | 125 | 0.0187 | 0.15 | 0.6612 | 0 | 0 | 0
| 4489 | 10 | 32 |  |  | 340 | 125 | 0.0187 | 0.15 | 0.6612 | 0 | 0 | 0
| 4490 | 10 | 32 |  |  | 340 | 125 | 0.0187 | 0.15 | 0.6612 | 0 | 0 | 0
| 4491 | 10 | 32 |  |  | 340 | 125 | 0.0187 | 0.15 | 0.6612 | 0 | 0 | 0
| 4492 | 3 | 32 |  |  | 92 | 31 | 0.0187 | 0.15 | 0.6612 | 0 | 0 | 0
| 4493 | 3 | 32 |  |  | 92 | 31 | 0.0187 | 0.15 | 0.6612 | 0 | 0 | 0
| 4494 | 3 | 32 |  |  | 92 | 31 | 0.0187 | 0.15 | 0.6612 | 0 | 0 | 0
| 4495 | 3 | 32 |  |  | 92 | 31 | 0.0187 | 0.15 | 0.6612 | 0 | 0 | 0
| 4496 | 7 | 32 |  |  | 205 | 70 | 0.0187 | 0.15 | 0.6612 | 0 | 0 | 0
| 4497 | 7 | 32 |  |  | 205 | 70 | 0.0187 | 0.15 | 0.6612 | 0 | 0 | 0
| 4498 | 7 | 32 |  |  | 205 | 70 | 0.0187 | 0.15 | 0.6612 | 0 | 0 | 0
| 4499 | 7 | 32 |  |  | 205 | 70 | 0.0187 | 0.15 | 0.6612 | 0 | 0 | 0
| 4500 | 7 | 32 |  |  | 205 | 70 | 0.0187 | 0.15 | 0.6612 | 0 | 0 | 0
| 4501 | 7 | 32 |  |  | 205 | 70 | 0.0187 | 0.15 | 0.6612 | 0 | 0 | 0
| 4502 | 7 | 32 |  |  | 205 | 70 | 0.0187 | 0.15 | 0.6612 | 0 | 0 | 0
| 4503 | 7 | 32 |  |  | 205 | 70 | 0.0187 | 0.15 | 0.6612 | 0 | 0 | 0
| 4504 | 7 | 32 |  |  | 205 | 70 | 0.0187 | 0.15 | 0.6612 | 0 | 0 | 0
| 4505 | 7 | 32 |  |  | 205 | 70 | 0.0187 | 0.15 | 0.6612 | 0 | 0 | 0
| 4506 | 7 | 32 |  |  | 205 | 70 | 0.0187 | 0.15 | 0.6612 | 0 | 0 | 0
| 4507 | 7 | 32 |  |  | 205 | 70 | 0.0187 | 0.15 | 0.6612 | 0 | 0 | 0
| 4508 | 7 | 32 |  |  | 205 | 70 | 0.0187 | 0.15 | 0.6612 | 0 | 0 | 0
| 4509 | 8 | 32 |  |  | 280 | 95 | 0.0187 | 0.15 | 0.6612 | 0 | 0 | 0
| 4510 | 8 | 32 |  |  | 280 | 95 | 0.0187 | 0.15 | 0.6612 | 0 | 0 | 0
| 4511 | 8 | 32 |  |  | 280 | 95 | 0.0187 | 0.15 | 0.6612 | 0 | 0 | 0
| 4512 | 8 | 32 |  |  | 280 | 95 | 0.0187 | 0.15 | 0.6612 | 0 | 0 | 0
| 4513 | 8 | 32 |  |  | 280 | 95 | 0.0187 | 0.15 | 0.6612 | 0 | 0 | 0
| 4514 | 8 | 32 |  |  | 280 | 95 | 0.0187 | 0.15 | 0.6612 | 0 | 0 | 0
| 4515 | 8 | 32 |  |  | 280 | 95 | 0.0187 | 0.15 | 0.6612 | 0 | 0 | 0
| 4516 | 8 | 32 |  |  | 280 | 95 | 0.0187 | 0.15 | 0.6612 | 0 | 0 | 0
| 4517 | 8 | 32 |  |  | 280 | 95 | 0.0187 | 0.15 | 0.6612 | 0 | 0 | 0
| 4518 | 8 | 32 |  |  | 280 | 95 | 0.0187 | 0.15 | 0.6612 | 0 | 0 | 0
| 4519 | 8 | 32 |  |  | 280 | 95 | 0.0187 | 0.15 | 0.6612 | 0 | 0 | 0
| 4520 | 8 | 32 |  |  | 280 | 95 | 0.0187 | 0.15 | 0.6612 | 0 | 0 | 0
| 4521 | 8 | 32 |  |  | 280 | 95 | 0.0187 | 0.15 | 0.6612 | 0 | 0 | 0
| 4522 | 8 | 32 |  |  | 280 | 95 | 0.0187 | 0.15 | 0.6612 | 0 | 0 | 0
| 4523 | 8 | 32 |  |  | 280 | 95 | 0.0187 | 0.15 | 0.6612 | 0 | 0 | 0
| 4524 | 8 | 32 |  |  | 280 | 95 | 0.0187 | 0.15 | 0.6612 | 0 | 0 | 0
| 4525 | 8 | 32 |  |  | 280 | 95 | 0.0187 | 0.15 | 0.6612 | 0 | 0 | 0
| 4526 | 8 | 32 |  |  | 280 | 95 | 0.0187 | 0.15 | 0.6612 | 0 | 0 | 0
| 4527 | 8 | 32 |  |  | 280 | 95 | 0.0187 | 0.15 | 0.6612 | 0 | 0 | 0
| 4528 | 8 | 32 |  |  | 280 | 95 | 0.0187 | 0.15 | 0.6612 | 0 | 0 | 0
| 4529 | 8 | 32 |  |  | 280 | 95 | 0.0187 | 0.15 | 0.6612 | 0 | 0 | 0
| 4530 | 8 | 32 |  |  | 280 | 95 | 0.0187 | 0.15 | 0.6612 | 0 | 0 | 0
| 4531 | 8 | 32 |  |  | 280 | 95 | 0.0187 | 0.15 | 0.6612 | 0 | 0 | 0
| 4532 | 10 | 32 |  |  | 340 | 125 | 0.0187 | 0.15 | 0.6612 | 0 | 0 | 0
| 4533 | 10 | 32 |  |  | 340 | 125 | 0.0187 | 0.15 | 0.6612 | 0 | 0 | 0
| 4534 | 10 | 32 |  |  | 340 | 125 | 0.0187 | 0.15 | 0.6612 | 0 | 0 | 0
| 4535 | 10 | 32 |  |  | 340 | 125 | 0.0187 | 0.15 | 0.6612 | 0 | 0 | 0
| 4536 | 10 | 32 |  |  | 340 | 125 | 0.0187 | 0.15 | 0.6612 | 0 | 0 | 0
| 4537 | 10 | 32 |  |  | 340 | 125 | 0.0187 | 0.15 | 0.6612 | 0 | 0 | 0
| 4538 | 10 | 32 |  |  | 340 | 125 | 0.0187 | 0.15 | 0.6612 | 0 | 0 | 0
| 4539 | 10 | 32 |  |  | 340 | 125 | 0.0187 | 0.15 | 0.6612 | 0 | 0 | 0
| 4540 | 10 | 32 |  |  | 340 | 125 | 0.0187 | 0.15 | 0.6612 | 0 | 0 | 0
| 4541 | 10 | 32 |  |  | 340 | 125 | 0.0187 | 0.15 | 0.6612 | 0 | 0 | 0
| 4542 | 10 | 32 |  |  | 340 | 125 | 0.0187 | 0.15 | 0.6612 | 0 | 0 | 0
| 4543 | 10 | 32 |  |  | 340 | 125 | 0.0187 | 0.15 | 0.6612 | 0 | 0 | 0
| 4544 | 10 | 32 |  |  | 340 | 125 | 0.0187 | 0.15 | 0.6612 | 0 | 0 | 0
| 4545 | 10 | 32 |  |  | 340 | 125 | 0.0187 | 0.15 | 0.6612 | 0 | 0 | 0
| 4546 | 10 | 32 |  |  | 340 | 125 | 0.0187 | 0.15 | 0.6612 | 0 | 0 | 0
| 4547 | 10 | 32 |  |  | 340 | 125 | 0.0187 | 0.15 | 0.6612 | 0 | 0 | 0
| 4548 | 11 | 32 |  |  | 390 | 145 | 0.0187 | 0.15 | 0.6612 | 0 | 0 | 0
| 4549 | 11 | 32 |  |  | 390 | 145 | 0.0187 | 0.15 | 0.6612 | 0 | 0 | 0
| 4550 | 11 | 32 |  |  | 390 | 145 | 0.0187 | 0.15 | 0.6612 | 0 | 0 | 0
| 4551 | 11 | 32 |  |  | 390 | 145 | 0.0187 | 0.15 | 0.6612 | 0 | 0 | 0
| 4552 | 11 | 32 |  |  | 390 | 145 | 0.0187 | 0.15 | 0.6612 | 0 | 0 | 0
| 4553 | 11 | 32 |  |  | 390 | 145 | 0.0187 | 0.15 | 0.6612 | 0 | 0 | 0
| 4554 | 11 | 32 |  |  | 390 | 145 | 0.0187 | 0.15 | 0.6612 | 0 | 0 | 0
| 4555 | 11 | 32 |  |  | 390 | 145 | 0.0187 | 0.15 | 0.6612 | 0 | 0 | 0
| 4556 | 11 | 32 |  |  | 390 | 145 | 0.0187 | 0.15 | 0.6612 | 0 | 0 | 0
| 4557 | 12 | 32 |  |  | 433 | 165 | 0.0187 | 0.15 | 0.6612 | 0 | 0 | 0
| 4558 | 12 | 32 |  |  | 433 | 165 | 0.0187 | 0.15 | 0.6612 | 0 | 0 | 0
| 4559 | 12 | 32 |  |  | 433 | 165 | 0.0187 | 0.15 | 0.6612 | 0 | 0 | 0
| 4560 | 9 | 34 |  |  | 315 | 108 | 0.0187 | 0.15 | 0.6612 | 0 | 0 | 0
| 4561 | 11 | 34 |  |  | 390 | 145 | 0.0187 | 0.15 | 0.6612 | 0 | 0 | 0
| 4562 | 11 | 34 |  |  | 390 | 145 | 0.0187 | 0.15 | 0.6612 | 0 | 0 | 0
| 4563 | 13 | 34 |  |  | 580 | 220 | 0.0187 | 0.15 | 0.6612 | 0 | 0 | 0
| 4564 | 13 | 34 |  |  | 580 | 220 | 0.0187 | 0.15 | 0.6612 | 0 | 0 | 0
| 4565 | 7 | 34 |  |  | 205 | 70 | 0.0187 | 0.15 | 0.6612 | 0 | 0 | 0
| 4566 | 7 | 34 |  |  | 205 | 70 | 0.0187 | 0.15 | 0.6612 | 0 | 0 | 0
| 4567 | 7 | 34 |  |  | 205 | 70 | 0.0187 | 0.15 | 0.6612 | 0 | 0 | 0
| 4568 | 7 | 34 |  |  | 205 | 70 | 0.0187 | 0.15 | 0.6612 | 0 | 0 | 0
| 4569 | 7 | 34 |  |  | 205 | 70 | 0.0187 | 0.15 | 0.6612 | 0 | 0 | 0
| 4570 | 7 | 34 |  |  | 205 | 70 | 0.0187 | 0.15 | 0.6612 | 0 | 0 | 0
| 4571 | 7 | 34 |  |  | 205 | 70 | 0.0187 | 0.15 | 0.6612 | 0 | 0 | 0
| 4572 | 7 | 34 |  |  | 205 | 70 | 0.0187 | 0.15 | 0.6612 | 0 | 0 | 0
| 4573 | 7 | 34 |  |  | 205 | 70 | 0.0187 | 0.15 | 0.6612 | 0 | 0 | 0
| 4574 | 7 | 34 |  |  | 205 | 70 | 0.0187 | 0.15 | 0.6612 | 0 | 0 | 0
| 4575 | 7 | 34 |  |  | 205 | 70 | 0.0187 | 0.15 | 0.6612 | 0 | 0 | 0
| 4576 | 7 | 34 |  |  | 205 | 70 | 0.0187 | 0.15 | 0.6612 | 0 | 0 | 0
| 4577 | 7 | 34 |  |  | 205 | 70 | 0.0187 | 0.15 | 0.6612 | 0 | 0 | 0
| 4578 | 7 | 34 |  |  | 205 | 70 | 0.0187 | 0.15 | 0.6612 | 0 | 0 | 0
| 4579 | 7 | 34 |  |  | 205 | 70 | 0.0187 | 0.15 | 0.6612 | 0 | 0 | 0
| 4580 | 7 | 34 |  |  | 205 | 70 | 0.0187 | 0.15 | 0.6612 | 0 | 0 | 0
| 4581 | 7 | 34 |  |  | 205 | 70 | 0.0187 | 0.15 | 0.6612 | 0 | 0 | 0
| 4582 | 7 | 34 |  |  | 205 | 70 | 0.0187 | 0.15 | 0.6612 | 0 | 0 | 0
| 4583 | 7 | 34 |  |  | 205 | 70 | 0.0187 | 0.15 | 0.6612 | 0 | 0 | 0
| 4584 | 7 | 34 |  |  | 205 | 70 | 0.0187 | 0.15 | 0.6612 | 0 | 0 | 0
| 4585 | 7 | 34 |  |  | 205 | 70 | 0.0187 | 0.15 | 0.6612 | 0 | 0 | 0
| 4586 | 7 | 34 |  |  | 205 | 70 | 0.0187 | 0.15 | 0.6612 | 0 | 0 | 0
| 4587 | 7 | 34 |  |  | 205 | 70 | 0.0187 | 0.15 | 0.6612 | 0 | 0 | 0
| 4588 | 7 | 34 |  |  | 205 | 70 | 0.0187 | 0.15 | 0.6612 | 0 | 0 | 0
| 4589 | 7 | 34 |  |  | 205 | 70 | 0.0187 | 0.15 | 0.6612 | 0 | 0 | 0
| 4590 | 7 | 34 |  |  | 205 | 70 | 0.0187 | 0.15 | 0.6612 | 0 | 0 | 0
| 4591 | 7 | 34 |  |  | 205 | 70 | 0.0187 | 0.15 | 0.6612 | 0 | 0 | 0
| 4592 | 7 | 34 |  |  | 205 | 70 | 0.0187 | 0.15 | 0.6612 | 0 | 0 | 0
| 4593 | 7 | 34 |  |  | 205 | 70 | 0.0187 | 0.15 | 0.6612 | 0 | 0 | 0
| 4594 | 7 | 34 |  |  | 205 | 70 | 0.0187 | 0.15 | 0.6612 | 0 | 0 | 0
| 4595 | 7 | 34 |  |  | 205 | 70 | 0.0187 | 0.15 | 0.6612 | 0 | 0 | 0
| 4596 | 7 | 34 |  |  | 205 | 70 | 0.0187 | 0.15 | 0.6612 | 0 | 0 | 0
| 4597 | 7 | 34 |  |  | 205 | 70 | 0.0187 | 0.15 | 0.6612 | 0 | 0 | 0
| 4598 | 7 | 34 |  |  | 205 | 70 | 0.0187 | 0.15 | 0.6612 | 0 | 0 | 0
| 4599 | 8 | 34 |  |  | 280 | 95 | 0.0187 | 0.15 | 0.6612 | 0 | 0 | 0
| 4600 | 8 | 34 |  |  | 280 | 95 | 0.0187 | 0.15 | 0.6612 | 0 | 0 | 0
| 4601 | 8 | 34 |  |  | 280 | 95 | 0.0187 | 0.15 | 0.6612 | 0 | 0 | 0
| 4602 | 8 | 34 |  |  | 280 | 95 | 0.0187 | 0.15 | 0.6612 | 0 | 0 | 0
| 4603 | 8 | 34 |  |  | 280 | 95 | 0.0187 | 0.15 | 0.6612 | 0 | 0 | 0
| 4604 | 8 | 34 |  |  | 280 | 95 | 0.0187 | 0.15 | 0.6612 | 0 | 0 | 0
| 4605 | 8 | 34 |  |  | 280 | 95 | 0.0187 | 0.15 | 0.6612 | 0 | 0 | 0
| 4606 | 8 | 34 |  |  | 280 | 95 | 0.0187 | 0.15 | 0.6612 | 0 | 0 | 0
| 4607 | 8 | 34 |  |  | 280 | 95 | 0.0187 | 0.15 | 0.6612 | 0 | 0 | 0
| 4608 | 8 | 34 |  |  | 280 | 95 | 0.0187 | 0.15 | 0.6612 | 0 | 0 | 0
| 4609 | 8 | 34 |  |  | 280 | 95 | 0.0187 | 0.15 | 0.6612 | 0 | 0 | 0
| 4610 | 9 | 34 |  |  | 315 | 108 | 0.0187 | 0.15 | 0.6612 | 0 | 0 | 0
| 4611 | 9 | 34 |  |  | 315 | 108 | 0.0187 | 0.15 | 0.6612 | 0 | 0 | 0
| 4612 | 9 | 34 |  |  | 315 | 108 | 0.0187 | 0.15 | 0.6612 | 0 | 0 | 0
| 4613 | 9 | 34 |  |  | 315 | 108 | 0.0187 | 0.15 | 0.6612 | 0 | 0 | 0
| 4614 | 9 | 34 |  |  | 315 | 108 | 0.0187 | 0.15 | 0.6612 | 0 | 0 | 0
| 4615 | 10 | 34 |  |  | 340 | 125 | 0.0187 | 0.15 | 0.6612 | 0 | 0 | 0
| 4616 | 10 | 34 |  |  | 340 | 125 | 0.0187 | 0.15 | 0.6612 | 0 | 0 | 0
| 4617 | 10 | 34 |  |  | 340 | 125 | 0.0187 | 0.15 | 0.6612 | 0 | 0 | 0
| 4618 | 10 | 34 |  |  | 340 | 125 | 0.0187 | 0.15 | 0.6612 | 0 | 0 | 0
| 4619 | 10 | 34 |  |  | 340 | 125 | 0.0187 | 0.15 | 0.6612 | 0 | 0 | 0
| 4620 | 10 | 34 |  |  | 340 | 125 | 0.0187 | 0.15 | 0.6612 | 0 | 0 | 0
| 4621 | 10 | 34 |  |  | 340 | 125 | 0.0187 | 0.15 | 0.6612 | 0 | 0 | 0
| 4622 | 10 | 34 |  |  | 340 | 125 | 0.0187 | 0.15 | 0.6612 | 0 | 0 | 0
| 4623 | 10 | 34 |  |  | 340 | 125 | 0.0187 | 0.15 | 0.6612 | 0 | 0 | 0
| 4624 | 10 | 34 |  |  | 340 | 125 | 0.0187 | 0.15 | 0.6612 | 0 | 0 | 0
| 4625 | 10 | 34 |  |  | 340 | 125 | 0.0187 | 0.15 | 0.6612 | 0 | 0 | 0
| 4626 | 10 | 34 |  |  | 340 | 125 | 0.0187 | 0.15 | 0.6612 | 0 | 0 | 0
| 4627 | 10 | 34 |  |  | 340 | 125 | 0.0187 | 0.15 | 0.6612 | 0 | 0 | 0
| 4628 | 10 | 34 |  |  | 340 | 125 | 0.0187 | 0.15 | 0.6612 | 0 | 0 | 0
| 4629 | 10 | 34 |  |  | 340 | 125 | 0.0187 | 0.15 | 0.6612 | 0 | 0 | 0
| 4630 | 10 | 34 |  |  | 340 | 125 | 0.0187 | 0.15 | 0.6612 | 0 | 0 | 0
| 4631 | 10 | 34 |  |  | 340 | 125 | 0.0187 | 0.15 | 0.6612 | 0 | 0 | 0
| 4632 | 10 | 34 |  |  | 340 | 125 | 0.0187 | 0.15 | 0.6612 | 0 | 0 | 0
| 4633 | 10 | 34 |  |  | 340 | 125 | 0.0187 | 0.15 | 0.6612 | 0 | 0 | 0
| 4634 | 10 | 34 |  |  | 340 | 125 | 0.0187 | 0.15 | 0.6612 | 0 | 0 | 0
| 4635 | 10 | 34 |  |  | 340 | 125 | 0.0187 | 0.15 | 0.6612 | 0 | 0 | 0
| 4636 | 10 | 34 |  |  | 340 | 125 | 0.0187 | 0.15 | 0.6612 | 0 | 0 | 0
| 4637 | 10 | 34 |  |  | 340 | 125 | 0.0187 | 0.15 | 0.6612 | 0 | 0 | 0
| 4638 | 10 | 34 |  |  | 340 | 125 | 0.0187 | 0.15 | 0.6612 | 0 | 0 | 0
| 4639 | 10 | 34 |  |  | 340 | 125 | 0.0187 | 0.15 | 0.6612 | 0 | 0 | 0
| 4640 | 10 | 34 |  |  | 340 | 125 | 0.0187 | 0.15 | 0.6612 | 0 | 0 | 0
| 4641 | 10 | 34 |  |  | 340 | 125 | 0.0187 | 0.15 | 0.6612 | 0 | 0 | 0
| 4642 | 10 | 34 |  |  | 340 | 125 | 0.0187 | 0.15 | 0.6612 | 0 | 0 | 0
| 4643 | 10 | 34 |  |  | 340 | 125 | 0.0187 | 0.15 | 0.6612 | 0 | 0 | 0
| 4644 | 10 | 34 |  |  | 340 | 125 | 0.0187 | 0.15 | 0.6612 | 0 | 0 | 0
| 4645 | 10 | 34 |  |  | 340 | 125 | 0.0187 | 0.15 | 0.6612 | 0 | 0 | 0
| 4646 | 10 | 34 |  |  | 340 | 125 | 0.0187 | 0.15 | 0.6612 | 0 | 0 | 0
| 4647 | 10 | 34 |  |  | 340 | 125 | 0.0187 | 0.15 | 0.6612 | 0 | 0 | 0
| 4648 | 10 | 34 |  |  | 340 | 125 | 0.0187 | 0.15 | 0.6612 | 0 | 0 | 0
| 4649 | 10 | 34 |  |  | 340 | 125 | 0.0187 | 0.15 | 0.6612 | 0 | 0 | 0
| 4650 | 10 | 34 |  |  | 340 | 125 | 0.0187 | 0.15 | 0.6612 | 0 | 0 | 0
| 4651 | 10 | 34 |  |  | 340 | 125 | 0.0187 | 0.15 | 0.6612 | 0 | 0 | 0
| 4652 | 10 | 34 |  |  | 340 | 125 | 0.0187 | 0.15 | 0.6612 | 0 | 0 | 0
| 4653 | 10 | 34 |  |  | 340 | 125 | 0.0187 | 0.15 | 0.6612 | 0 | 0 | 0
| 4654 | 10 | 34 |  |  | 340 | 125 | 0.0187 | 0.15 | 0.6612 | 0 | 0 | 0
| 4655 | 10 | 34 |  |  | 340 | 125 | 0.0187 | 0.15 | 0.6612 | 0 | 0 | 0
| 4656 | 10 | 34 |  |  | 340 | 125 | 0.0187 | 0.15 | 0.6612 | 0 | 0 | 0
| 4657 | 10 | 34 |  |  | 340 | 125 | 0.0187 | 0.15 | 0.6612 | 0 | 0 | 0
| 4658 | 10 | 34 |  |  | 340 | 125 | 0.0187 | 0.15 | 0.6612 | 0 | 0 | 0
| 4659 | 10 | 34 |  |  | 340 | 125 | 0.0187 | 0.15 | 0.6612 | 0 | 0 | 0
| 4660 | 10 | 34 |  |  | 340 | 125 | 0.0187 | 0.15 | 0.6612 | 0 | 0 | 0
| 4661 | 10 | 34 |  |  | 340 | 125 | 0.0187 | 0.15 | 0.6612 | 0 | 0 | 0
| 4662 | 10 | 34 |  |  | 340 | 125 | 0.0187 | 0.15 | 0.6612 | 0 | 0 | 0
| 4663 | 10 | 34 |  |  | 340 | 125 | 0.0187 | 0.15 | 0.6612 | 0 | 0 | 0
| 4664 | 10 | 34 |  |  | 340 | 125 | 0.0187 | 0.15 | 0.6612 | 0 | 0 | 0
| 4665 | 10 | 34 |  |  | 340 | 125 | 0.0187 | 0.15 | 0.6612 | 0 | 0 | 0
| 4666 | 10 | 34 |  |  | 340 | 125 | 0.0187 | 0.15 | 0.6612 | 0 | 0 | 0
| 4667 | 10 | 34 |  |  | 340 | 125 | 0.0187 | 0.15 | 0.6612 | 0 | 0 | 0
| 4668 | 10 | 34 |  |  | 340 | 125 | 0.0187 | 0.15 | 0.6612 | 0 | 0 | 0
| 4669 | 10 | 34 |  |  | 340 | 125 | 0.0187 | 0.15 | 0.6612 | 0 | 0 | 0
| 4670 | 10 | 34 |  |  | 340 | 125 | 0.0187 | 0.15 | 0.6612 | 0 | 0 | 0
| 4671 | 10 | 34 |  |  | 340 | 125 | 0.0187 | 0.15 | 0.6612 | 0 | 0 | 0
| 4672 | 10 | 34 |  |  | 340 | 125 | 0.0187 | 0.15 | 0.6612 | 0 | 0 | 0
| 4673 | 10 | 34 |  |  | 340 | 125 | 0.0187 | 0.15 | 0.6612 | 0 | 0 | 0
| 4674 | 10 | 34 |  |  | 340 | 125 | 0.0187 | 0.15 | 0.6612 | 0 | 0 | 0
| 4675 | 10 | 34 |  |  | 340 | 125 | 0.0187 | 0.15 | 0.6612 | 0 | 0 | 0
| 4676 | 10 | 34 |  |  | 340 | 125 | 0.0187 | 0.15 | 0.6612 | 0 | 0 | 0
| 4677 | 10 | 34 |  |  | 340 | 125 | 0.0187 | 0.15 | 0.6612 | 0 | 0 | 0
| 4678 | 10 | 34 |  |  | 340 | 125 | 0.0187 | 0.15 | 0.6612 | 0 | 0 | 0
| 4679 | 10 | 34 |  |  | 340 | 125 | 0.0187 | 0.15 | 0.6612 | 0 | 0 | 0
| 4680 | 10 | 34 |  |  | 340 | 125 | 0.0187 | 0.15 | 0.6612 | 0 | 0 | 0
| 4681 | 10 | 34 |  |  | 340 | 125 | 0.0187 | 0.15 | 0.6612 | 0 | 0 | 0
| 4682 | 10 | 34 |  |  | 340 | 125 | 0.0187 | 0.15 | 0.6612 | 0 | 0 | 0
| 4683 | 10 | 34 |  |  | 340 | 125 | 0.0187 | 0.15 | 0.6612 | 0 | 0 | 0
| 4684 | 10 | 34 |  |  | 340 | 125 | 0.0187 | 0.15 | 0.6612 | 0 | 0 | 0
| 4685 | 10 | 34 |  |  | 340 | 125 | 0.0187 | 0.15 | 0.6612 | 0 | 0 | 0
| 4686 | 10 | 34 |  |  | 340 | 125 | 0.0187 | 0.15 | 0.6612 | 0 | 0 | 0
| 4687 | 10 | 34 |  |  | 340 | 125 | 0.0187 | 0.15 | 0.6612 | 0 | 0 | 0
| 4688 | 10 | 34 |  |  | 340 | 125 | 0.0187 | 0.15 | 0.6612 | 0 | 0 | 0
| 4689 | 10 | 34 |  |  | 340 | 125 | 0.0187 | 0.15 | 0.6612 | 0 | 0 | 0
| 4690 | 10 | 34 |  |  | 340 | 125 | 0.0187 | 0.15 | 0.6612 | 0 | 0 | 0
| 4691 | 11 | 34 |  |  | 390 | 145 | 0.0187 | 0.15 | 0.6612 | 0 | 0 | 0
| 4692 | 11 | 34 |  |  | 390 | 145 | 0.0187 | 0.15 | 0.6612 | 0 | 0 | 0
| 4693 | 11 | 34 |  |  | 390 | 145 | 0.0187 | 0.15 | 0.6612 | 0 | 0 | 0
| 4694 | 11 | 34 |  |  | 390 | 145 | 0.0187 | 0.15 | 0.6612 | 0 | 0 | 0
| 4695 | 12 | 34 |  |  | 433 | 165 | 0.0187 | 0.15 | 0.6612 | 0 | 0 | 0
| 4696 | 12 | 34 |  |  | 433 | 165 | 0.0187 | 0.15 | 0.6612 | 0 | 0 | 0
| 4697 | 12 | 34 |  |  | 433 | 165 | 0.0187 | 0.15 | 0.6612 | 0 | 0 | 0
| 4698 | 12 | 34 |  |  | 433 | 165 | 0.0187 | 0.15 | 0.6612 | 0 | 0 | 0
| 4699 | 12 | 34 |  |  | 433 | 165 | 0.0187 | 0.15 | 0.6612 | 0 | 0 | 0
| 4700 | 12 | 34 |  |  | 433 | 165 | 0.0187 | 0.15 | 0.6612 | 0 | 0 | 0
| 4701 | 12 | 34 |  |  | 433 | 165 | 0.0187 | 0.15 | 0.6612 | 0 | 0 | 0
| 4702 | 12 | 34 |  |  | 433 | 165 | 0.0187 | 0.15 | 0.6612 | 0 | 0 | 0
| 4703 | 12 | 34 |  |  | 433 | 165 | 0.0187 | 0.15 | 0.6612 | 0 | 0 | 0
| 4704 | 12 | 34 |  |  | 433 | 165 | 0.0187 | 0.15 | 0.6612 | 0 | 0 | 0
| 4705 | 12 | 34 |  |  | 433 | 165 | 0.0187 | 0.15 | 0.6612 | 0 | 0 | 0
| 4706 | 12 | 34 |  |  | 433 | 165 | 0.0187 | 0.15 | 0.6612 | 0 | 0 | 0
| 4707 | 12 | 34 |  |  | 433 | 165 | 0.0187 | 0.15 | 0.6612 | 0 | 0 | 0
| 4708 | 12 | 34 |  |  | 433 | 165 | 0.0187 | 0.15 | 0.6612 | 0 | 0 | 0
| 4709 | 12 | 34 |  |  | 433 | 165 | 0.0187 | 0.15 | 0.6612 | 0 | 0 | 0
| 4710 | 12 | 34 |  |  | 433 | 165 | 0.0187 | 0.15 | 0.6612 | 0 | 0 | 0
| 4711 | 12 | 34 |  |  | 433 | 165 | 0.0187 | 0.15 | 0.6612 | 0 | 0 | 0
| 4712 | 12 | 34 |  |  | 433 | 165 | 0.0187 | 0.15 | 0.6612 | 0 | 0 | 0
| 4713 | 12 | 34 |  |  | 433 | 165 | 0.0187 | 0.15 | 0.6612 | 0 | 0 | 0
| 4714 | 12 | 34 |  |  | 433 | 165 | 0.0187 | 0.15 | 0.6612 | 0 | 0 | 0
| 4715 | 12 | 34 |  |  | 433 | 165 | 0.0187 | 0.15 | 0.6612 | 0 | 0 | 0
| 4716 | 12 | 34 |  |  | 433 | 165 | 0.0187 | 0.15 | 0.6612 | 0 | 0 | 0
| 4717 | 12 | 34 |  |  | 433 | 165 | 0.0187 | 0.15 | 0.6612 | 0 | 0 | 0
| 4718 | 12 | 34 |  |  | 433 | 165 | 0.0187 | 0.15 | 0.6612 | 0 | 0 | 0
| 4719 | 12 | 34 |  |  | 433 | 165 | 0.0187 | 0.15 | 0.6612 | 0 | 0 | 0
| 4720 | 12 | 34 |  |  | 433 | 165 | 0.0187 | 0.15 | 0.6612 | 0 | 0 | 0
| 4721 | 12 | 34 |  |  | 433 | 165 | 0.0187 | 0.15 | 0.6612 | 0 | 0 | 0
| 4722 | 12 | 34 |  |  | 433 | 165 | 0.0187 | 0.15 | 0.6612 | 0 | 0 | 0
| 4723 | 12 | 34 |  |  | 433 | 165 | 0.0187 | 0.15 | 0.6612 | 0 | 0 | 0
| 4724 | 12 | 34 |  |  | 433 | 165 | 0.0187 | 0.15 | 0.6612 | 0 | 0 | 0
| 4725 | 12 | 34 |  |  | 433 | 165 | 0.0187 | 0.15 | 0.6612 | 0 | 0 | 0
| 4726 | 12 | 34 |  |  | 433 | 165 | 0.0187 | 0.15 | 0.6612 | 0 | 0 | 0
| 4727 | 12 | 34 |  |  | 433 | 165 | 0.0187 | 0.15 | 0.6612 | 0 | 0 | 0
| 4728 | 12 | 34 |  |  | 433 | 165 | 0.0187 | 0.15 | 0.6612 | 0 | 0 | 0
| 4729 | 12 | 34 |  |  | 433 | 165 | 0.0187 | 0.15 | 0.6612 | 0 | 0 | 0
| 4730 | 12 | 34 |  |  | 433 | 165 | 0.0187 | 0.15 | 0.6612 | 0 | 0 | 0
| 4731 | 12 | 34 |  |  | 433 | 165 | 0.0187 | 0.15 | 0.6612 | 0 | 0 | 0
| 4732 | 12 | 34 |  |  | 433 | 165 | 0.0187 | 0.15 | 0.6612 | 0 | 0 | 0
| 4733 | 12 | 34 |  |  | 433 | 165 | 0.0187 | 0.15 | 0.6612 | 0 | 0 | 0
| 4734 | 12 | 34 |  |  | 433 | 165 | 0.0187 | 0.15 | 0.6612 | 0 | 0 | 0
| 4735 | 12 | 34 |  |  | 433 | 165 | 0.0187 | 0.15 | 0.6612 | 0 | 0 | 0
| 4736 | 12 | 34 |  |  | 433 | 165 | 0.0187 | 0.15 | 0.6612 | 0 | 0 | 0
| 4737 | 12 | 34 |  |  | 433 | 165 | 0.0187 | 0.15 | 0.6612 | 0 | 0 | 0
| 4738 | 12 | 34 |  |  | 433 | 165 | 0.0187 | 0.15 | 0.6612 | 0 | 0 | 0
| 4739 | 12 | 34 |  |  | 433 | 165 | 0.0187 | 0.15 | 0.6612 | 0 | 0 | 0
| 4740 | 12 | 34 |  |  | 433 | 165 | 0.0187 | 0.15 | 0.6612 | 0 | 0 | 0
| 4741 | 12 | 34 |  |  | 433 | 165 | 0.0187 | 0.15 | 0.6612 | 0 | 0 | 0
| 4742 | 12 | 34 |  |  | 433 | 165 | 0.0187 | 0.15 | 0.6612 | 0 | 0 | 0
| 4743 | 12 | 34 |  |  | 433 | 165 | 0.0187 | 0.15 | 0.6612 | 0 | 0 | 0
| 4744 | 12 | 34 |  |  | 433 | 165 | 0.0187 | 0.15 | 0.6612 | 0 | 0 | 0
| 4745 | 12 | 34 |  |  | 433 | 165 | 0.0187 | 0.15 | 0.6612 | 0 | 0 | 0
| 4746 | 12 | 34 |  |  | 433 | 165 | 0.0187 | 0.15 | 0.6612 | 0 | 0 | 0
| 4747 | 12 | 34 |  |  | 433 | 165 | 0.0187 | 0.15 | 0.6612 | 0 | 0 | 0
| 4748 | 12 | 34 |  |  | 433 | 165 | 0.0187 | 0.15 | 0.6612 | 0 | 0 | 0
| 4749 | 12 | 34 |  |  | 433 | 165 | 0.0187 | 0.15 | 0.6612 | 0 | 0 | 0
| 4750 | 12 | 34 |  |  | 433 | 165 | 0.0187 | 0.15 | 0.6612 | 0 | 0 | 0
| 4751 | 12 | 34 |  |  | 433 | 165 | 0.0187 | 0.15 | 0.6612 | 0 | 0 | 0
| 4752 | 12 | 34 |  |  | 433 | 165 | 0.0187 | 0.15 | 0.6612 | 0 | 0 | 0
| 4753 | 12 | 34 |  |  | 433 | 165 | 0.0187 | 0.15 | 0.6612 | 0 | 0 | 0
| 4754 | 12 | 34 |  |  | 433 | 165 | 0.0187 | 0.15 | 0.6612 | 0 | 0 | 0
| 4755 | 12 | 34 |  |  | 433 | 165 | 0.0187 | 0.15 | 0.6612 | 0 | 0 | 0
| 4756 | 12 | 34 |  |  | 433 | 165 | 0.0187 | 0.15 | 0.6612 | 0 | 0 | 0
| 4757 | 12 | 34 |  |  | 433 | 165 | 0.0187 | 0.15 | 0.6612 | 0 | 0 | 0
| 4758 | 12 | 34 |  |  | 433 | 165 | 0.0187 | 0.15 | 0.6612 | 0 | 0 | 0
| 4759 | 12 | 34 |  |  | 433 | 165 | 0.0187 | 0.15 | 0.6612 | 0 | 0 | 0
| 4760 | 12 | 34 |  |  | 433 | 165 | 0.0187 | 0.15 | 0.6612 | 0 | 0 | 0
| 4761 | 12 | 34 |  |  | 433 | 165 | 0.0187 | 0.15 | 0.6612 | 0 | 0 | 0
| 4762 | 12 | 34 |  |  | 433 | 165 | 0.0187 | 0.15 | 0.6612 | 0 | 0 | 0
| 4763 | 12 | 34 |  |  | 433 | 165 | 0.0187 | 0.15 | 0.6612 | 0 | 0 | 0
| 4764 | 12 | 34 |  |  | 433 | 165 | 0.0187 | 0.15 | 0.6612 | 0 | 0 | 0
| 4765 | 12 | 34 |  |  | 433 | 165 | 0.0187 | 0.15 | 0.6612 | 0 | 0 | 0
| 4766 | 12 | 34 |  |  | 433 | 165 | 0.0187 | 0.15 | 0.6612 | 0 | 0 | 0
| 4767 | 12 | 34 |  |  | 433 | 165 | 0.0187 | 0.15 | 0.6612 | 0 | 0 | 0
| 4768 | 12 | 34 |  |  | 433 | 165 | 0.0187 | 0.15 | 0.6612 | 0 | 0 | 0
| 4769 | 12 | 34 |  |  | 433 | 165 | 0.0187 | 0.15 | 0.6612 | 0 | 0 | 0
| 4770 | 12 | 34 |  |  | 433 | 165 | 0.0187 | 0.15 | 0.6612 | 0 | 0 | 0
| 4771 | 12 | 34 |  |  | 433 | 165 | 0.0187 | 0.15 | 0.6612 | 0 | 0 | 0
| 4772 | 12 | 34 |  |  | 433 | 165 | 0.0187 | 0.15 | 0.6612 | 0 | 0 | 0
| 4773 | 12 | 34 |  |  | 433 | 165 | 0.0187 | 0.15 | 0.6612 | 0 | 0 | 0
| 4774 | 12 | 34 |  |  | 433 | 165 | 0.0187 | 0.15 | 0.6612 | 0 | 0 | 0
| 4775 | 12 | 34 |  |  | 433 | 165 | 0.0187 | 0.15 | 0.6612 | 0 | 0 | 0
| 4776 | 12 | 34 |  |  | 433 | 165 | 0.0187 | 0.15 | 0.6612 | 0 | 0 | 0
| 4777 | 12 | 34 |  |  | 433 | 165 | 0.0187 | 0.15 | 0.6612 | 0 | 0 | 0
| 4778 | 12 | 34 |  |  | 433 | 165 | 0.0187 | 0.15 | 0.6612 | 0 | 0 | 0
| 4779 | 12 | 34 |  |  | 433 | 165 | 0.0187 | 0.15 | 0.6612 | 0 | 0 | 0
| 4780 | 12 | 34 |  |  | 433 | 165 | 0.0187 | 0.15 | 0.6612 | 0 | 0 | 0
| 4781 | 12 | 34 |  |  | 433 | 165 | 0.0187 | 0.15 | 0.6612 | 0 | 0 | 0
| 4782 | 12 | 34 |  |  | 433 | 165 | 0.0187 | 0.15 | 0.6612 | 0 | 0 | 0
| 4783 | 12 | 34 |  |  | 433 | 165 | 0.0187 | 0.15 | 0.6612 | 0 | 0 | 0
| 4784 | 12 | 34 |  |  | 433 | 165 | 0.0187 | 0.15 | 0.6612 | 0 | 0 | 0
| 4785 | 12 | 34 |  |  | 433 | 165 | 0.0187 | 0.15 | 0.6612 | 0 | 0 | 0
| 4786 | 12 | 34 |  |  | 433 | 165 | 0.0187 | 0.15 | 0.6612 | 0 | 0 | 0
| 4787 | 12 | 34 |  |  | 433 | 165 | 0.0187 | 0.15 | 0.6612 | 0 | 0 | 0
| 4788 | 12 | 34 |  |  | 433 | 165 | 0.0187 | 0.15 | 0.6612 | 0 | 0 | 0
| 4789 | 12 | 34 |  |  | 433 | 165 | 0.0187 | 0.15 | 0.6612 | 0 | 0 | 0
| 4790 | 12 | 34 |  |  | 433 | 165 | 0.0187 | 0.15 | 0.6612 | 0 | 0 | 0
| 4791 | 12 | 34 |  |  | 433 | 165 | 0.0187 | 0.15 | 0.6612 | 0 | 0 | 0
| 4792 | 12 | 34 |  |  | 433 | 165 | 0.0187 | 0.15 | 0.6612 | 0 | 0 | 0
| 4793 | 12 | 34 |  |  | 433 | 165 | 0.0187 | 0.15 | 0.6612 | 0 | 0 | 0
| 4794 | 12 | 34 |  |  | 433 | 165 | 0.0187 | 0.15 | 0.6612 | 0 | 0 | 0
| 4795 | 12 | 34 |  |  | 433 | 165 | 0.0187 | 0.15 | 0.6612 | 0 | 0 | 0
| 4796 | 12 | 34 |  |  | 433 | 165 | 0.0187 | 0.15 | 0.6612 | 0 | 0 | 0
| 4797 | 14 | 34 |  |  | 780 | 270 | 0.0187 | 0.15 | 0.6612 | 0 | 0 | 0
| 4798 | 14 | 34 |  |  | 780 | 270 | 0.0187 | 0.15 | 0.6612 | 0 | 0 | 0
| 4799 | 14 | 34 |  |  | 780 | 270 | 0.0187 | 0.15 | 0.6612 | 0 | 0 | 0
| 4800 | 14 | 34 |  |  | 780 | 270 | 0.0187 | 0.15 | 0.6612 | 0 | 0 | 0
| 4801 | 14 | 34 |  |  | 780 | 270 | 0.0187 | 0.15 | 0.6612 | 0 | 0 | 0
| 4802 | 14 | 34 |  |  | 780 | 270 | 0.0187 | 0.15 | 0.6612 | 0 | 0 | 0
| 4803 | 14 | 34 |  |  | 780 | 270 | 0.0187 | 0.15 | 0.6612 | 0 | 0 | 0
| 4804 | 14 | 34 |  |  | 780 | 270 | 0.0187 | 0.15 | 0.6612 | 0 | 0 | 0
| 4805 | 14 | 34 |  |  | 780 | 270 | 0.0187 | 0.15 | 0.6612 | 0 | 0 | 0
| 4806 | 14 | 34 |  |  | 780 | 270 | 0.0187 | 0.15 | 0.6612 | 0 | 0 | 0
| 4807 | 14 | 34 |  |  | 780 | 270 | 0.0187 | 0.15 | 0.6612 | 0 | 0 | 0
| 4808 | 14 | 34 |  |  | 780 | 270 | 0.0187 | 0.15 | 0.6612 | 0 | 0 | 0
| 4809 | 14 | 34 |  |  | 780 | 270 | 0.0187 | 0.15 | 0.6612 | 0 | 0 | 0
| 4810 | 14 | 34 |  |  | 780 | 270 | 0.0187 | 0.15 | 0.6612 | 0 | 0 | 0
| 4811 | 14 | 34 |  |  | 780 | 270 | 0.0187 | 0.15 | 0.6612 | 0 | 0 | 0
| 4812 | 14 | 34 |  |  | 780 | 270 | 0.0187 | 0.15 | 0.6612 | 0 | 0 | 0
| 4813 | 14 | 34 |  |  | 780 | 270 | 0.0187 | 0.15 | 0.6612 | 0 | 0 | 0
| 4814 | 14 | 34 |  |  | 780 | 270 | 0.0187 | 0.15 | 0.6612 | 0 | 0 | 0
| 4815 | 14 | 34 |  |  | 780 | 270 | 0.0187 | 0.15 | 0.6612 | 0 | 0 | 0
| 4816 | 14 | 34 |  |  | 780 | 270 | 0.0187 | 0.15 | 0.6612 | 0 | 0 | 0
| 4817 | 14 | 34 |  |  | 780 | 270 | 0.0187 | 0.15 | 0.6612 | 0 | 0 | 0
| 4818 | 14 | 34 |  |  | 780 | 270 | 0.0187 | 0.15 | 0.6612 | 0 | 0 | 0
| 4819 | 14 | 34 |  |  | 780 | 270 | 0.0187 | 0.15 | 0.6612 | 0 | 0 | 0
| 4820 | 14 | 34 |  |  | 780 | 270 | 0.0187 | 0.15 | 0.6612 | 0 | 0 | 0
| 4821 | 14 | 34 |  |  | 780 | 270 | 0.0187 | 0.15 | 0.6612 | 0 | 0 | 0
| 4822 | 14 | 34 |  |  | 780 | 270 | 0.0187 | 0.15 | 0.6612 | 0 | 0 | 0
| 4823 | 14 | 34 |  |  | 780 | 270 | 0.0187 | 0.15 | 0.6612 | 0 | 0 | 0
| 4824 | 14 | 34 |  |  | 780 | 270 | 0.0187 | 0.15 | 0.6612 | 0 | 0 | 0
| 4825 | 14 | 34 |  |  | 780 | 270 | 0.0187 | 0.15 | 0.6612 | 0 | 0 | 0
| 4826 | 14 | 34 |  |  | 780 | 270 | 0.0187 | 0.15 | 0.6612 | 0 | 0 | 0
| 4827 | 14 | 34 |  |  | 780 | 270 | 0.0187 | 0.15 | 0.6612 | 0 | 0 | 0
| 4828 | 14 | 34 |  |  | 780 | 270 | 0.0187 | 0.15 | 0.6612 | 0 | 0 | 0
| 4829 | 14 | 34 |  |  | 780 | 270 | 0.0187 | 0.15 | 0.6612 | 0 | 0 | 0
| 4830 | 14 | 34 |  |  | 780 | 270 | 0.0187 | 0.15 | 0.6612 | 0 | 0 | 0
| 4831 | 14 | 34 |  |  | 780 | 270 | 0.0187 | 0.15 | 0.6612 | 0 | 0 | 0
| 4832 | 14 | 34 |  |  | 780 | 270 | 0.0187 | 0.15 | 0.6612 | 0 | 0 | 0
| 4833 | 14 | 34 |  |  | 780 | 270 | 0.0187 | 0.15 | 0.6612 | 0 | 0 | 0
| 4834 | 14 | 34 |  |  | 780 | 270 | 0.0187 | 0.15 | 0.6612 | 0 | 0 | 0
| 4835 | 14 | 34 |  |  | 780 | 270 | 0.0187 | 0.15 | 0.6612 | 0 | 0 | 0
| 4836 | 14 | 34 |  |  | 780 | 270 | 0.0187 | 0.15 | 0.6612 | 0 | 0 | 0
| 4837 | 14 | 34 |  |  | 780 | 270 | 0.0187 | 0.15 | 0.6612 | 0 | 0 | 0
| 4838 | 14 | 34 |  |  | 780 | 270 | 0.0187 | 0.15 | 0.6612 | 0 | 0 | 0
| 4839 | 14 | 34 |  |  | 780 | 270 | 0.0187 | 0.15 | 0.6612 | 0 | 0 | 0
| 4840 | 14 | 34 |  |  | 780 | 270 | 0.0187 | 0.15 | 0.6612 | 0 | 0 | 0
| 4841 | 14 | 34 |  |  | 780 | 270 | 0.0187 | 0.15 | 0.6612 | 0 | 0 | 0
| 0 |  |  |  |  | 0 | 0 | 0.0187 | 0 | 0.6612 | 0 | 0 | 0
| 0 |  |  |  |  | 0 | 0 | 0.0187 | 0 | 0.6612 | 0 | 0 | 0
| 0 |  |  |  |  | 0 | 0 | 0.0187 | 0 | 0.6612 | 0 | 0 | 0
| 0 |  |  |  |  | 0 | 0 | 0.0187 | 0 | 0.6612 | 0 | 0 | 0
| 0 |  |  |  |  | 0 | 0 | 0.0187 | 0 | 0.6612 | 0 | 0 | 0
| 0 |  |  |  |  | 0 | 0 | 0.0187 | 0 | 0.6612 | 0 | 0 | 0
| 0 |  |  |  |  | 0 | 0 | 0.0187 | 0 | 0.6612 | 0 | 0 | 0
| 0 |  |  |  |  | 0 | 0 | 0.0187 | 0 | 0.6612 | 0 | 0 | 0
| 0 |  |  |  |  | 0 | 0 | 0.0187 | 0 | 0.6612 | 0 | 0 | 0
| 0 |  |  |  |  | 0 | 0 | 0.0187 | 0 | 0.6612 | 0 | 0 | 0
| 0 |  |  |  |  | 0 | 0 | 0.0187 | 0 | 0.6612 | 0 | 0 | 0
| 0 |  |  |  |  | 0 | 0 | 0.0187 | 0 | 0.6612 | 0 | 0 | 0
| 0 |  |  |  |  | 0 | 0 | 0.0187 | 0 | 0.6612 | 0 | 0 | 0
| 0 |  |  |  |  | 0 | 0 | 0.0187 | 0 | 0.6612 | 0 | 0 | 0
| 0 |  |  |  |  | 0 | 0 | 0.0187 | 0 | 0.6612 | 0 | 0 | 0
| 0 |  |  |  |  | 0 | 0 | 0.0187 | 0 | 0.6612 | 0 | 0 | 0
| 0 |  |  |  |  | 0 | 0 | 0.0187 | 0 | 0.6612 | 0 | 0 | 0
| 0 |  |  |  |  | 0 | 0 | 0.0187 | 0 | 0.6612 | 0 | 0 | 0
| 0 |  |  |  |  | 0 | 0 | 0.0187 | 0 | 0.6612 | 0 | 0 | 0
| 0 |  |  |  |  | 0 | 0 | 0.0187 | 0 | 0.6612 | 0 | 0 | 0
| 0 |  |  |  |  | 0 | 0 | 0.0187 | 0 | 0.6612 | 0 | 0 | 0
| 0 |  |  |  |  | 0 | 0 | 0.0187 | 0 | 0.6612 | 0 | 0 | 0
| 0 |  |  |  |  | 0 | 0 | 0.0187 | 0 | 0.6612 | 0 | 0 | 0
| 0 |  |  |  |  | 0 | 0 | 0.0187 | 0 | 0.6612 | 0 | 0 | 0
| 0 |  |  |  |  | 0 | 0 | 0.0187 | 0 | 0.6612 | 0 | 0 | 0
| 0 |  |  |  |  | 0 | 0 | 0.0187 | 0 | 0.6612 | 0 | 0 | 0
| 0 |  |  |  |  | 0 | 0 | 0.0187 | 0 | 0.6612 | 0 | 0 | 0
| 0 |  |  |  |  | 0 | 0 | 0.0187 | 0 | 0.6612 | 0 | 0 | 0
| 0 |  |  |  |  | 0 | 0 | 0.0187 | 0 | 0.6612 | 0 | 0 | 0
| 0 |  |  |  |  | 0 | 0 | 0.0187 | 0 | 0.6612 | 0 | 0 | 0
| 0 |  |  |  |  | 0 | 0 | 0.0187 | 0 | 0.6612 | 0 | 0 | 0
| 0 |  |  |  |  | 0 | 0 | 0.0187 | 0 | 0.6612 | 0 | 0 | 0
| 0 |  |  |  |  | 0 | 0 | 0.0187 | 0 | 0.6612 | 0 | 0 | 0
| 0 |  |  |  |  | 0 | 0 | 0.0187 | 0 | 0.6612 | 0 | 0 | 0
| 0 |  |  |  |  | 0 | 0 | 0.0187 | 0 | 0.6612 | 0 | 0 | 0
| 0 |  |  |  |  | 0 | 0 | 0.0187 | 0 | 0.6612 | 0 | 0 | 0
| 0 |  |  |  |  | 0 | 0 | 0.0187 | 0 | 0.6612 | 0 | 0 | 0
| 0 |  |  |  |  | 0 | 0 | 0.0187 | 0 | 0.6612 | 0 | 0 | 0
| 0 |  |  |  |  | 0 | 0 | 0.0187 | 0 | 0.6612 | 0 | 0 | 0
| 0 |  |  |  |  | 0 | 0 | 0.0187 | 0 | 0.6612 | 0 | 0 | 0
| 0 |  |  |  |  | 0 | 0 | 0.0187 | 0 | 0.6612 | 0 | 0 | 0
| 0 |  |  |  |  | 0 | 0 | 0.0187 | 0 | 0.6612 | 0 | 0 | 0
| 0 |  |  |  |  | 0 | 0 | 0.0187 | 0 | 0.6612 | 0 | 0 | 0
| 0 |  |  |  |  | 0 | 0 | 0.0187 | 0 | 0.6612 | 0 | 0 | 0
| 0 |  |  |  |  | 0 | 0 | 0.0187 | 0 | 0.6612 | 0 | 0 | 0
| 0 |  |  |  |  | 0 | 0 | 0.0187 | 0 | 0.6612 | 0 | 0 | 0
| 0 |  |  |  |  | 0 | 0 | 0.0187 | 0 | 0.6612 | 0 | 0 | 0
| 0 |  |  |  |  | 0 | 0 | 0.0187 | 0 | 0.6612 | 0 | 0 | 0
| 0 |  |  |  |  | 0 | 0 | 0.0187 | 0 | 0.6612 | 0 | 0 | 0
| 0 |  |  |  |  | 0 | 0 | 0.0187 | 0 | 0.6612 | 0 | 0 | 0
| 0 |  |  |  |  | 0 | 0 | 0.0187 | 0 | 0.6612 | 0 | 0 | 0
| 0 |  |  |  |  | 0 | 0 | 0.0187 | 0 | 0.6612 | 0 | 0 | 0
| 0 |  |  |  |  | 0 | 0 | 0.0187 | 0 | 0.6612 | 0 | 0 | 0
| 0 |  |  |  |  | 0 | 0 | 0.0187 | 0 | 0.6612 | 0 | 0 | 0
| 0 |  |  |  |  | 0 | 0 | 0.0187 | 0 | 0.6612 | 0 | 0 | 0
| 0 |  |  |  |  | 0 | 0 | 0.0187 | 0 | 0.6612 | 0 | 0 | 0
| 0 |  |  |  |  | 0 | 0 | 0.0187 | 0 | 0.6612 | 0 | 0 | 0
| 0 |  |  |  |  | 0 | 0 | 0.0187 | 0 | 0.6612 | 0 | 0 | 0
| 0 |  |  |  |  | 0 | 0 | 0.0187 | 0 | 0.6612 | 0 | 0 | 0
| 0 |  |  |  |  | 0 | 0 | 0.0187 | 0 | 0.6612 | 0 | 0 | 0
| 0 |  |  |  |  | 0 | 0 | 0.0187 | 0 | 0.6612 | 0 | 0 | 0
| 0 |  |  |  |  | 0 | 0 | 0.0187 | 0 | 0.6612 | 0 | 0 | 0
| 0 |  |  |  |  | 0 | 0 | 0.0187 | 0 | 0.6612 | 0 | 0 | 0
| 0 |  |  |  |  | 0 | 0 | 0.0187 | 0 | 0.6612 | 0 | 0 | 0
| 0 |  |  |  |  | 0 | 0 | 0.0187 | 0 | 0.6612 | 0 | 0 | 0
| 0 |  |  |  |  | 0 | 0 | 0.0187 | 0 | 0.6612 | 0 | 0 | 0
| 0 |  |  |  |  | 0 | 0 | 0.0187 | 0 | 0.6612 | 0 | 0 | 0
| 0 |  |  |  |  | 0 | 0 | 0.0187 | 0 | 0.6612 | 0 | 0 | 0
| 0 |  |  |  |  | 0 | 0 | 0.0187 | 0 | 0.6612 | 0 | 0 | 0
| 0 |  |  |  |  | 0 | 0 | 0.0187 | 0 | 0.6612 | 0 | 0 | 0
| 0 |  |  |  |  | 0 | 0 | 0.0187 | 0 | 0.6612 | 0 | 0 | 0
| 0 |  |  |  |  | 0 | 0 | 0.0187 | 0 | 0.6612 | 0 | 0 | 0
| 0 |  |  |  |  | 0 | 0 | 0.0187 | 0 | 0.6612 | 0 | 0 | 0
| 0 |  |  |  |  | 0 | 0 | 0.0187 | 0 | 0.6612 | 0 | 0 | 0
| 0 |  |  |  |  | 0 | 0 | 0.0187 | 0 | 0.6612 | 0 | 0 | 0
| 0 |  |  |  |  | 0 | 0 | 0.0187 | 0 | 0.6612 | 0 | 0 | 0
| 0 |  |  |  |  | 0 | 0 | 0.0187 | 0 | 0.6612 | 0 | 0 | 0
| 0 |  |  |  |  | 0 | 0 | 0.0187 | 0 | 0.6612 | 0 | 0 | 0
| 0 |  |  |  |  | 0 | 0 | 0.0187 | 0 | 0.6612 | 0 | 0 | 0
| 0 |  |  |  |  | 0 | 0 | 0.0187 | 0 | 0.6612 | 0 | 0 | 0
| 0 |  |  |  |  | 0 | 0 | 0.0187 | 0 | 0.6612 | 0 | 0 | 0
| 0 |  |  |  |  | 0 | 0 | 0.0187 | 0 | 0.6612 | 0 | 0 | 0
| 0 |  |  |  |  | 0 | 0 | 0.0187 | 0 | 0.6612 | 0 | 0 | 0
| 0 |  |  |  |  | 0 | 0 | 0.0187 | 0 | 0.6612 | 0 | 0 | 0
| 0 |  |  |  |  | 0 | 0 | 0.0187 | 0 | 0.6612 | 0 | 0 | 0
| 0 |  |  |  |  | 0 | 0 | 0.0187 | 0 | 0.6612 | 0 | 0 | 0
| 0 |  |  |  |  | 0 | 0 | 0.0187 | 0 | 0.6612 | 0 | 0 | 0
| 0 |  |  |  |  | 0 | 0 | 0.0187 | 0 | 0.6612 | 0 | 0 | 0
| 0 |  |  |  |  | 0 | 0 | 0.0187 | 0 | 0.6612 | 0 | 0 | 0
| 0 |  |  |  |  | 0 | 0 | 0.0187 | 0 | 0.6612 | 0 | 0 | 0
| 0 |  |  |  |  | 0 | 0 | 0.0187 | 0 | 0.6612 | 0 | 0 | 0
| 0 |  |  |  |  | 0 | 0 | 0.0187 | 0 | 0.6612 | 0 | 0 | 0
| 0 |  |  |  |  | 0 | 0 | 0.0187 | 0 | 0.6612 | 0 | 0 | 0
| 0 |  |  |  |  | 0 | 0 | 0.0187 | 0 | 0.6612 | 0 | 0 | 0
| 0 |  |  |  |  | 0 | 0 | 0.0187 | 0 | 0.6612 | 0 | 0 | 0
| 0 |  |  |  |  | 0 | 0 | 0.0187 | 0 | 0.6612 | 0 | 0 | 0
| 0 |  |  |  |  | 0 | 0 | 0.0187 | 0 | 0.6612 | 0 | 0 | 0
| 0 |  |  |  |  | 0 | 0 | 0.0187 | 0 | 0.6612 | 0 | 0 | 0
| 0 |  |  |  |  | 0 | 0 | 0.0187 | 0 | 0.6612 | 0 | 0 | 0
| 0 |  |  |  |  | 0 | 0 | 0.0187 | 0 | 0.6612 | 0 | 0 | 0
| 0 |  |  |  |  | 0 | 0 | 0.0187 | 0 | 0.6612 | 0 | 0 | 0
| 0 |  |  |  |  | 0 | 0 | 0.0187 | 0 | 0.6612 | 0 | 0 | 0
| 0 |  |  |  |  | 0 | 0 | 0.0187 | 0 | 0.6612 | 0 | 0 | 0
| 0 |  |  |  |  | 0 | 0 | 0.0187 | 0 | 0.6612 | 0 | 0 | 0
| 0 |  |  |  |  | 0 | 0 | 0.0187 | 0 | 0.6612 | 0 | 0 | 0
| 0 |  |  |  |  | 0 | 0 | 0.0187 | 0 | 0.6612 | 0 | 0 | 0
| 0 |  |  |  |  | 0 | 0 | 0.0187 | 0 | 0.6612 | 0 | 0 | 0
| 0 |  |  |  |  | 0 | 0 | 0.0187 | 0 | 0.6612 | 0 | 0 | 0
| 0 |  |  |  |  | 0 | 0 | 0.0187 | 0 | 0.6612 | 0 | 0 | 0
| 0 |  |  |  |  | 0 | 0 | 0.0187 | 0 | 0.6612 | 0 | 0 | 0
| 0 |  |  |  |  | 0 | 0 | 0.0187 | 0 | 0.6612 | 0 | 0 | 0
| 0 |  |  |  |  | 0 | 0 | 0.0187 | 0 | 0.6612 | 0 | 0 | 0
| 0 |  |  |  |  | 0 | 0 | 0.0187 | 0 | 0.6612 | 0 | 0 | 0
| 0 |  |  |  |  | 0 | 0 | 0.0187 | 0 | 0.6612 | 0 | 0 | 0
| 0 |  |  |  |  | 0 | 0 | 0.0187 | 0 | 0.6612 | 0 | 0 | 0
| 0 |  |  |  |  | 0 | 0 | 0.0187 | 0 | 0.6612 | 0 | 0 | 0
| 0 |  |  |  |  | 0 | 0 | 0.0187 | 0 | 0.6612 | 0 | 0 | 0
| 0 |  |  |  |  | 0 | 0 | 0.0187 | 0 | 0.6612 | 0 | 0 | 0
| 0 |  |  |  |  | 0 | 0 | 0.0187 | 0 | 0.6612 | 0 | 0 | 0
| 0 |  |  |  |  | 0 | 0 | 0.0187 | 0 | 0.6612 | 0 | 0 | 0
| 0 |  |  |  |  | 0 | 0 | 0.0187 | 0 | 0.6612 | 0 | 0 | 0
| 0 |  |  |  |  | 0 | 0 | 0.0187 | 0 | 0.6612 | 0 | 0 | 0
| 0 |  |  |  |  | 0 | 0 | 0.0187 | 0 | 0.6612 | 0 | 0 | 0
| 0 |  |  |  |  | 0 | 0 | 0.0187 | 0 | 0.6612 | 0 | 0 | 0
| 0 |  |  |  |  | 0 | 0 | 0.0187 | 0 | 0.6612 | 0 | 0 | 0
| 0 |  |  |  |  | 0 | 0 | 0.0187 | 0 | 0.6612 | 0 | 0 | 0
| 0 |  |  |  |  | 0 | 0 | 0.0187 | 0 | 0.6612 | 0 | 0 | 0
| 0 |  |  |  |  | 0 | 0 | 0.0187 | 0 | 0.6612 | 0 | 0 | 0
| 0 |  |  |  |  | 0 | 0 | 0.0187 | 0 | 0.6612 | 0 | 0 | 0
| 0 |  |  |  |  | 0 | 0 | 0.0187 | 0 | 0.6612 | 0 | 0 | 0
| 0 |  |  |  |  | 0 | 0 | 0.0187 | 0 | 0.6612 | 0 | 0 | 0
| 0 |  |  |  |  | 0 | 0 | 0.0187 | 0 | 0.6612 | 0 | 0 | 0
| 0 |  |  |  |  | 0 | 0 | 0.0187 | 0 | 0.6612 | 0 | 0 | 0
| 0 |  |  |  |  | 0 | 0 | 0.0187 | 0 | 0.6612 | 0 | 0 | 0
| 0 |  |  |  |  | 0 | 0 | 0.0187 | 0 | 0.6612 | 0 | 0 | 0
| 0 |  |  |  |  | 0 | 0 | 0.0187 | 0 | 0.6612 | 0 | 0 | 0
| 0 |  |  |  |  | 0 | 0 | 0.0187 | 0 | 0.6612 | 0 | 0 | 0
| 0 |  |  |  |  | 0 | 0 | 0.0187 | 0 | 0.6612 | 0 | 0 | 0
| 0 |  |  |  |  | 0 | 0 | 0.0187 | 0 | 0.6612 | 0 | 0 | 0
| 0 |  |  |  |  | 0 | 0 | 0.0187 | 0 | 0.6612 | 0 | 0 | 0
| 0 |  |  |  |  | 0 | 0 | 0.0187 | 0 | 0.6612 | 0 | 0 | 0
| 0 |  |  |  |  | 0 | 0 | 0.0187 | 0 | 0.6612 | 0 | 0 | 0
| 0 |  |  |  |  | 0 | 0 | 0.0187 | 0 | 0.6612 | 0 | 0 | 0
| 0 |  |  |  |  | 0 | 0 | 0.0187 | 0 | 0.6612 | 0 | 0 | 0
| 0 |  |  |  |  | 0 | 0 | 0.0187 | 0 | 0.6612 | 0 | 0 | 0
| 0 |  |  |  |  | 0 | 0 | 0.0187 | 0 | 0.6612 | 0 | 0 | 0
| 0 |  |  |  |  | 0 | 0 | 0.0187 | 0 | 0.6612 | 0 | 0 | 0
| 0 |  |  |  |  | 0 | 0 | 0.0187 | 0 | 0.6612 | 0 | 0 | 0
| 0 |  |  |  |  | 0 | 0 | 0.0187 | 0 | 0.6612 | 0 | 0 | 0
| 0 |  |  |  |  | 0 | 0 | 0.0187 | 0 | 0.6612 | 0 | 0 | 0
| 0 |  |  |  |  | 0 | 0 | 0.0187 | 0 | 0.6612 | 0 | 0 | 0
| 0 |  |  |  |  | 0 | 0 | 0.0187 | 0 | 0.6612 | 0 | 0 | 0
| 0 |  |  |  |  | 0 | 0 | 0.0187 | 0 | 0.6612 | 0 | 0 | 0
| 0 |  |  |  |  | 0 | 0 | 0.0187 | 0 | 0.6612 | 0 | 0 | 0
| 0 |  |  |  |  | 0 | 0 | 0.0187 | 0 | 0.6612 | 0 | 0 | 0
| 0 |  |  |  |  | 0 | 0 | 0.0187 | 0 | 0.6612 | 0 | 0 | 0
| 0 |  |  |  |  | 0 | 0 | 0.0187 | 0 | 0.6612 | 0 | 0 | 0
| 0 |  |  |  |  | 0 | 0 | 0.0187 | 0 | 0.6612 | 0 | 0 | 0
| 0 |  |  |  |  | 0 | 0 | 0.0187 | 0 | 0.6612 | 0 | 0 | 0
| 0 |  |  |  |  | 0 | 0 | 0.0187 | 0 | 0.6612 | 0 | 0 | 0
| 0 |  |  |  |  | 0 | 0 | 0.0187 | 0 | 0.6612 | 0 | 0 | 0
| 0 |  |  |  |  | 0 | 0 | 0.0187 | 0 | 0.6612 | 0 | 0 | 0
| 0 |  |  |  |  | 0 | 0 | 0.0187 | 0 | 0.6612 | 0 | 0 | 0
| 0 |  |  |  |  | 0 | 0 | 0.0187 | 0 | 0.6612 | 0 | 0 | 0
| 0 |  |  |  |  | 0 | 0 | 0.0187 | 0 | 0.6612 | 0 | 0 | 0
| 0 |  |  |  |  | 0 | 0 | 0.0187 | 0 | 0.6612 | 0 | 0 | 0
| 0 |  |  |  |  | 0 | 0 | 0.0187 | 0 | 0.6612 | 0 | 0 | 0
| 0 |  |  |  |  | 0 | 0 | 0.0187 | 0 | 0.6612 | 0 | 0 | 0
| 0 |  |  |  |  | 0 | 0 | 0.0187 | 0 | 0.6612 | 0 | 0 | 0
| 0 |  |  |  |  | 0 | 0 | 0.0187 | 0 | 0.6612 | 0 | 0 | 0
| 0 |  |  |  |  | 0 | 0 | 0.0187 | 0 | 0.6612 | 0 | 0 | 0
| 0 |  |  |  |  | 0 | 0 | 0.0187 | 0 | 0.6612 | 0 | 0 | 0
| 0 |  |  |  |  | 0 | 0 | 0.0187 | 0 | 0.6612 | 0 | 0 | 0
| 0 |  |  |  |  | 0 | 0 | 0.0187 | 0 | 0.6612 | 0 | 0 | 0
| 0 |  |  |  |  | 0 | 0 | 0.0187 | 0 | 0.6612 | 0 | 0 | 0
| 0 |  |  |  |  | 0 | 0 | 0.0187 | 0 | 0.6612 | 0 | 0 | 0
| 0 |  |  |  |  | 0 | 0 | 0.0187 | 0 | 0.6612 | 0 | 0 | 0
| 0 |  |  |  |  | 0 | 0 | 0.0187 | 0 | 0.6612 | 0 | 0 | 0
| 0 |  |  |  |  | 0 | 0 | 0.0187 | 0 | 0.6612 | 0 | 0 | 0
| 0 |  |  |  |  | 0 | 0 | 0.0187 | 0 | 0.6612 | 0 | 0 | 0
| 0 |  |  |  |  | 0 | 0 | 0.0187 | 0 | 0.6612 | 0 | 0 | 0
| 0 |  |  |  |  | 0 | 0 | 0.0187 | 0 | 0.6612 | 0 | 0 | 0
| 0 |  |  |  |  | 0 | 0 | 0.0187 | 0 | 0.6612 | 0 | 0 | 0
| 0 |  |  |  |  | 0 | 0 | 0.0187 | 0 | 0.6612 | 0 | 0 | 0
| 0 |  |  |  |  | 0 | 0 | 0.0187 | 0 | 0.6612 | 0 | 0 | 0
| 0 |  |  |  |  | 0 | 0 | 0.0187 | 0 | 0.6612 | 0 | 0 | 0
| 0 |  |  |  |  | 0 | 0 | 0.0187 | 0 | 0.6612 | 0 | 0 | 0
| 0 |  |  |  |  | 0 | 0 | 0.0187 | 0 | 0.6612 | 0 | 0 | 0
| 0 |  |  |  |  | 0 | 0 | 0.0187 | 0 | 0.6612 | 0 | 0 | 0
| 0 |  |  |  |  | 0 | 0 | 0.0187 | 0 | 0.6612 | 0 | 0 | 0
| 0 |  |  |  |  | 0 | 0 | 0.0187 | 0 | 0.6612 | 0 | 0 | 0
| 0 |  |  |  |  | 0 | 0 | 0.0187 | 0 | 0.6612 | 0 | 0 | 0
| 0 |  |  |  |  | 0 | 0 | 0.0187 | 0 | 0.6612 | 0 | 0 | 0
| 0 |  |  |  |  | 0 | 0 | 0.0187 | 0 | 0.6612 | 0 | 0 | 0
| 0 |  |  |  |  | 0 | 0 | 0.0187 | 0 | 0.6612 | 0 | 0 | 0
| 0 |  |  |  |  | 0 | 0 | 0.0187 | 0 | 0.6612 | 0 | 0 | 0
| 0 |  |  |  |  | 0 | 0 | 0.0187 | 0 | 0.6612 | 0 | 0 | 0
| 0 |  |  |  |  | 0 | 0 | 0.0187 | 0 | 0.6612 | 0 | 0 | 0
| 0 |  |  |  |  | 0 | 0 | 0.0187 | 0 | 0.6612 | 0 | 0 | 0
| 0 |  |  |  |  | 0 | 0 | 0.0187 | 0 | 0.6612 | 0 | 0 | 0
| 0 |  |  |  |  | 0 | 0 | 0.0187 | 0 | 0.6612 | 0 | 0 | 0
| 0 |  |  |  |  | 0 | 0 | 0.0187 | 0 | 0.6612 | 0 | 0 | 0
| 0 |  |  |  |  | 0 | 0 | 0.0187 | 0 | 0.6612 | 0 | 0 | 0
| 0 |  |  |  |  | 0 | 0 | 0.0187 | 0 | 0.6612 | 0 | 0 | 0
| 0 |  |  |  |  | 0 | 0 | 0.0187 | 0 | 0.6612 | 0 | 0 | 0
| 0 |  |  |  |  | 0 | 0 | 0.0187 | 0 | 0.6612 | 0 | 0 | 0
| 0 |  |  |  |  | 0 | 0 | 0.0187 | 0 | 0.6612 | 0 | 0 | 0
| 0 |  |  |  |  | 0 | 0 | 0.0187 | 0 | 0.6612 | 0 | 0 | 0
| 0 |  |  |  |  | 0 | 0 | 0.0187 | 0 | 0.6612 | 0 | 0 | 0
| 0 |  |  |  |  | 0 | 0 | 0.0187 | 0 | 0.6612 | 0 | 0 | 0
| 0 |  |  |  |  | 0 | 0 | 0.0187 | 0 | 0.6612 | 0 | 0 | 0
| 0 |  |  |  |  | 0 | 0 | 0.0187 | 0 | 0.6612 | 0 | 0 | 0
| 0 |  |  |  |  | 0 | 0 | 0.0187 | 0 | 0.6612 | 0 | 0 | 0
| 0 |  |  |  |  | 0 | 0 | 0.0187 | 0 | 0.6612 | 0 | 0 | 0
| 0 |  |  |  |  | 0 | 0 | 0.0187 | 0 | 0.6612 | 0 | 0 | 0
| 0 |  |  |  |  | 0 | 0 | 0.0187 | 0 | 0.6612 | 0 | 0 | 0
| 0 |  |  |  |  | 0 | 0 | 0.0187 | 0 | 0.6612 | 0 | 0 | 0
| 0 |  |  |  |  | 0 | 0 | 0.0187 | 0 | 0.6612 | 0 | 0 | 0
| 0 |  |  |  |  | 0 | 0 | 0.0187 | 0 | 0.6612 | 0 | 0 | 0
| 0 |  |  |  |  | 0 | 0 | 0.0187 | 0 | 0.6612 | 0 | 0 | 0
| 0 |  |  |  |  | 0 | 0 | 0.0187 | 0 | 0.6612 | 0 | 0 | 0
| 0 |  |  |  |  | 0 | 0 | 0.0187 | 0 | 0.6612 | 0 | 0 | 0
| 0 |  |  |  |  | 0 | 0 | 0.0187 | 0 | 0.6612 | 0 | 0 | 0
| 0 |  |  |  |  | 0 | 0 | 0.0187 | 0 | 0.6612 | 0 | 0 | 0
| 0 |  |  |  |  | 0 | 0 | 0.0187 | 0 | 0.6612 | 0 | 0 | 0
| 0 |  |  |  |  | 0 | 0 | 0.0187 | 0 | 0.6612 | 0 | 0 | 0
| 0 |  |  |  |  | 0 | 0 | 0.0187 | 0 | 0.6612 | 0 | 0 | 0
| 0 |  |  |  |  | 0 | 0 | 0.0187 | 0 | 0.6612 | 0 | 0 | 0
| 0 |  |  |  |  | 0 | 0 | 0.0187 | 0 | 0.6612 | 0 | 0 | 0
| 0 |  |  |  |  | 0 | 0 | 0.0187 | 0 | 0.6612 | 0 | 0 | 0
| 0 |  |  |  |  | 0 | 0 | 0.0187 | 0 | 0.6612 | 0 | 0 | 0
| 0 |  |  |  |  | 0 | 0 | 0.0187 | 0 | 0.6612 | 0 | 0 | 0
| 0 |  |  |  |  | 0 | 0 | 0.0187 | 0 | 0.6612 | 0 | 0 | 0
| 0 |  |  |  |  | 0 | 0 | 0.0187 | 0 | 0.6612 | 0 | 0 | 0
| 0 |  |  |  |  | 0 | 0 | 0.0187 | 0 | 0.6612 | 0 | 0 | 0
| 0 |  |  |  |  | 0 | 0 | 0.0187 | 0 | 0.6612 | 0 | 0 | 0
| 0 |  |  |  |  | 0 | 0 | 0.0187 | 0 | 0.6612 | 0 | 0 | 0
| 0 |  |  |  |  | 0 | 0 | 0.0187 | 0 | 0.6612 | 0 | 0 | 0
| 0 |  |  |  |  | 0 | 0 | 0.0187 | 0 | 0.6612 | 0 | 0 | 0
| 0 |  |  |  |  | 0 | 0 | 0.0187 | 0 | 0.6612 | 0 | 0 | 0
| 0 |  |  |  |  | 0 | 0 | 0.0187 | 0 | 0.6612 | 0 | 0 | 0
| 0 |  |  |  |  | 0 | 0 | 0.0187 | 0 | 0.6612 | 0 | 0 | 0
| 0 |  |  |  |  | 0 | 0 | 0.0187 | 0 | 0.6612 | 0 | 0 | 0
| 0 |  |  |  |  | 0 | 0 | 0.0187 | 0 | 0.6612 | 0 | 0 | 0
| 0 |  |  |  |  | 0 | 0 | 0.0187 | 0 | 0.6612 | 0 | 0 | 0
| 0 |  |  |  |  | 0 | 0 | 0.0187 | 0 | 0.6612 | 0 | 0 | 0
| 0 |  |  |  |  | 0 | 0 | 0.0187 | 0 | 0.6612 | 0 | 0 | 0
| 0 |  |  |  |  | 0 | 0 | 0.0187 | 0 | 0.6612 | 0 | 0 | 0
| 0 |  |  |  |  | 0 | 0 | 0.0187 | 0 | 0.6612 | 0 | 0 | 0
| 0 |  |  |  |  | 0 | 0 | 0.0187 | 0 | 0.6612 | 0 | 0 | 0
| 0 |  |  |  |  | 0 | 0 | 0.0187 | 0 | 0.6612 | 0 | 0 | 0
| 0 |  |  |  |  | 0 | 0 | 0.0187 | 0 | 0.6612 | 0 | 0 | 0
| 0 |  |  |  |  | 0 | 0 | 0.0187 | 0 | 0.6612 | 0 | 0 | 0
| 0 |  |  |  |  | 0 | 0 | 0.0187 | 0 | 0.6612 | 0 | 0 | 0
| 0 |  |  |  |  | 0 | 0 | 0.0187 | 0 | 0.6612 | 0 | 0 | 0
| 0 |  |  |  |  | 0 | 0 | 0.0187 | 0 | 0.6612 | 0 | 0 | 0
| 0 |  |  |  |  | 0 | 0 | 0.0187 | 0 | 0.6612 | 0 | 0 | 0
| 0 |  |  |  |  | 0 | 0 | 0.0187 | 0 | 0.6612 | 0 | 0 | 0
| 0 |  |  |  |  | 0 | 0 | 0.0187 | 0 | 0.6612 | 0 | 0 | 0
| 0 |  |  |  |  | 0 | 0 | 0.0187 | 0 | 0.6612 | 0 | 0 | 0
| 0 |  |  |  |  | 0 | 0 | 0.0187 | 0 | 0.6612 | 0 | 0 | 0
| 0 |  |  |  |  | 0 | 0 | 0.0187 | 0 | 0.6612 | 0 | 0 | 0
| 0 |  |  |  |  | 0 | 0 | 0.0187 | 0 | 0.6612 | 0 | 0 | 0
| 0 |  |  |  |  | 0 | 0 | 0.0187 | 0 | 0.6612 | 0 | 0 | 0
| 0 |  |  |  |  | 0 | 0 | 0.0187 | 0 | 0.6612 | 0 | 0 | 0
| 0 |  |  |  |  | 0 | 0 | 0.0187 | 0 | 0.6612 | 0 | 0 | 0
| 0 |  |  |  |  | 0 | 0 | 0.0187 | 0 | 0.6612 | 0 | 0 | 0
| 0 |  |  |  |  | 0 | 0 | 0.0187 | 0 | 0.6612 | 0 | 0 | 0
| 0 |  |  |  |  | 0 | 0 | 0.0187 | 0 | 0.6612 | 0 | 0 | 0
| 0 |  |  |  |  | 0 | 0 | 0.0187 | 0 | 0.6612 | 0 | 0 | 0
| 0 |  |  |  |  | 0 | 0 | 0.0187 | 0 | 0.6612 | 0 | 0 | 0
| 0 |  |  |  |  | 0 | 0 | 0.0187 | 0 | 0.6612 | 0 | 0 | 0
| 0 |  |  |  |  | 0 | 0 | 0.0187 | 0 | 0.6612 | 0 | 0 | 0
| 0 |  |  |  |  | 0 | 0 | 0.0187 | 0 | 0.6612 | 0 | 0 | 0
| 0 |  |  |  |  | 0 | 0 | 0.0187 | 0 | 0.6612 | 0 | 0 | 0
| 0 |  |  |  |  | 0 | 0 | 0.0187 | 0 | 0.6612 | 0 | 0 | 0
| 0 |  |  |  |  | 0 | 0 | 0.0187 | 0 | 0.6612 | 0 | 0 | 0
| 0 |  |  |  |  | 0 | 0 | 0.0187 | 0 | 0.6612 | 0 | 0 | 0
| 0 |  |  |  |  | 0 | 0 | 0.0187 | 0 | 0.6612 | 0 | 0 | 0
| 0 |  |  |  |  | 0 | 0 | 0.0187 | 0 | 0.6612 | 0 | 0 | 0
| 0 |  |  |  |  | 0 | 0 | 0.0187 | 0 | 0.6612 | 0 | 0 | 0
| 0 |  |  |  |  | 0 | 0 | 0.0187 | 0 | 0.6612 | 0 | 0 | 0
| 0 |  |  |  |  | 0 | 0 | 0.0187 | 0 | 0.6612 | 0 | 0 | 0
| 0 |  |  |  |  | 0 | 0 | 0.0187 | 0 | 0.6612 | 0 | 0 | 0
| 0 |  |  |  |  | 0 | 0 | 0.0187 | 0 | 0.6612 | 0 | 0 | 0
| 0 |  |  |  |  | 0 | 0 | 0.0187 | 0 | 0.6612 | 0 | 0 | 0
| 0 |  |  |  |  | 0 | 0 | 0.0187 | 0 | 0.6612 | 0 | 0 | 0
| 0 |  |  |  |  | 0 | 0 | 0.0187 | 0 | 0.6612 | 0 | 0 | 0
| 0 |  |  |  |  | 0 | 0 | 0.0187 | 0 | 0.6612 | 0 | 0 | 0
| 0 |  |  |  |  | 0 | 0 | 0.0187 | 0 | 0.6612 | 0 | 0 | 0
| 0 |  |  |  |  | 0 | 0 | 0.0187 | 0 | 0.6612 | 0 | 0 | 0
| 0 |  |  |  |  | 0 | 0 | 0.0187 | 0 | 0.6612 | 0 | 0 | 0
| 0 |  |  |  |  | 0 | 0 | 0.0187 | 0 | 0.6612 | 0 | 0 | 0
| 0 |  |  |  |  | 0 | 0 | 0.0187 | 0 | 0.6612 | 0 | 0 | 0
| 0 |  |  |  |  | 0 | 0 | 0.0187 | 0 | 0.6612 | 0 | 0 | 0
| 0 |  |  |  |  | 0 | 0 | 0.0187 | 0 | 0.6612 | 0 | 0 | 0
| 0 |  |  |  |  | 0 | 0 | 0.0187 | 0 | 0.6612 | 0 | 0 | 0
| 0 |  |  |  |  | 0 | 0 | 0.0187 | 0 | 0.6612 | 0 | 0 | 0
| 0 |  |  |  |  | 0 | 0 | 0.0187 | 0 | 0.6612 | 0 | 0 | 0
| 0 |  |  |  |  | 0 | 0 | 0.0187 | 0 | 0.6612 | 0 | 0 | 0
| 0 |  |  |  |  | 0 | 0 | 0.0187 | 0 | 0.6612 | 0 | 0 | 0
| 0 |  |  |  |  | 0 | 0 | 0.0187 | 0 | 0.6612 | 0 | 0 | 0
| 0 |  |  |  |  | 0 | 0 | 0.0187 | 0 | 0.6612 | 0 | 0 | 0
| 0 |  |  |  |  | 0 | 0 | 0.0187 | 0 | 0.6612 | 0 | 0 | 0
| 0 |  |  |  |  | 0 | 0 | 0.0187 | 0 | 0.6612 | 0 | 0 | 0
| 0 |  |  |  |  | 0 | 0 | 0.0187 | 0 | 0.6612 | 0 | 0 | 0
| 0 |  |  |  |  | 0 | 0 | 0.0187 | 0 | 0.6612 | 0 | 0 | 0
| 0 |  |  |  |  | 0 | 0 | 0.0187 | 0 | 0.6612 | 0 | 0 | 0
| 0 |  |  |  |  | 0 | 0 | 0.0187 | 0 | 0.6612 | 0 | 0 | 0
| 0 |  |  |  |  | 0 | 0 | 0.0187 | 0 | 0.6612 | 0 | 0 | 0
| 0 |  |  |  |  | 0 | 0 | 0.0187 | 0 | 0.6612 | 0 | 0 | 0
| 0 |  |  |  |  | 0 | 0 | 0.0187 | 0 | 0.6612 | 0 | 0 | 0
| 0 |  |  |  |  | 0 | 0 | 0.0187 | 0 | 0.6612 | 0 | 0 | 0
| 0 |  |  |  |  | 0 | 0 | 0.0187 | 0 | 0.6612 | 0 | 0 | 0
| 0 |  |  |  |  | 0 | 0 | 0.0187 | 0 | 0.6612 | 0 | 0 | 0
| 0 |  |  |  |  | 0 | 0 | 0.0187 | 0 | 0.6612 | 0 | 0 | 0
| 0 |  |  |  |  | 0 | 0 | 0.0187 | 0 | 0.6612 | 0 | 0 | 0
| 0 |  |  |  |  | 0 | 0 | 0.0187 | 0 | 0.6612 | 0 | 0 | 0
| 0 |  |  |  |  | 0 | 0 | 0.0187 | 0 | 0.6612 | 0 | 0 | 0
| 0 |  |  |  |  | 0 | 0 | 0.0187 | 0 | 0.6612 | 0 | 0 | 0
| 0 |  |  |  |  | 0 | 0 | 0.0187 | 0 | 0.6612 | 0 | 0 | 0
| 0 |  |  |  |  | 0 | 0 | 0.0187 | 0 | 0.6612 | 0 | 0 | 0
| 0 |  |  |  |  | 0 | 0 | 0.0187 | 0 | 0.6612 | 0 | 0 | 0
| 0 |  |  |  |  | 0 | 0 | 0.0187 | 0 | 0.6612 | 0 | 0 | 0
| 0 |  |  |  |  | 0 | 0 | 0.0187 | 0 | 0.6612 | 0 | 0 | 0
| 0 |  |  |  |  | 0 | 0 | 0.0187 | 0 | 0.6612 | 0 | 0 | 0
| 0 |  |  |  |  | 0 | 0 | 0.0187 | 0 | 0.6612 | 0 | 0 | 0
| 0 |  |  |  |  | 0 | 0 | 0.0187 | 0 | 0.6612 | 0 | 0 | 0
| 0 |  |  |  |  | 0 | 0 | 0.0187 | 0 | 0.6612 | 0 | 0 | 0
| 0 |  |  |  |  | 0 | 0 | 0.0187 | 0 | 0.6612 | 0 | 0 | 0
| 0 |  |  |  |  | 0 | 0 | 0.0187 | 0 | 0.6612 | 0 | 0 | 0
| 0 |  |  |  |  | 0 | 0 | 0.0187 | 0 | 0.6612 | 0 | 0 | 0
| 0 |  |  |  |  | 0 | 0 | 0.0187 | 0 | 0.6612 | 0 | 0 | 0
| 0 |  |  |  |  | 0 | 0 | 0.0187 | 0 | 0.6612 | 0 | 0 | 0
| 0 |  |  |  |  | 0 | 0 | 0.0187 | 0 | 0.6612 | 0 | 0 | 0
| 0 |  |  |  |  | 0 | 0 | 0.0187 | 0 | 0.6612 | 0 | 0 | 0
| 0 |  |  |  |  | 0 | 0 | 0.0187 | 0 | 0.6612 | 0 | 0 | 0
| 0 |  |  |  |  | 0 | 0 | 0.0187 | 0 | 0.6612 | 0 | 0 | 0
| 0 |  |  |  |  | 0 | 0 | 0.0187 | 0 | 0.6612 | 0 | 0 | 0
| 0 |  |  |  |  | 0 | 0 | 0.0187 | 0 | 0.6612 | 0 | 0 | 0
| 0 |  |  |  |  | 0 | 0 | 0.0187 | 0 | 0.6612 | 0 | 0 | 0
| 0 |  |  |  |  | 0 | 0 | 0.0187 | 0 | 0.6612 | 0 | 0 | 0
| 0 |  |  |  |  | 0 | 0 | 0.0187 | 0 | 0.6612 | 0 | 0 | 0
| 0 |  |  |  |  | 0 | 0 | 0.0187 | 0 | 0.6612 | 0 | 0 | 0
| 0 |  |  |  |  | 0 | 0 | 0.0187 | 0 | 0.6612 | 0 | 0 | 0
| 0 |  |  |  |  | 0 | 0 | 0.0187 | 0 | 0.6612 | 0 | 0 | 0
| 0 |  |  |  |  | 0 | 0 | 0.0187 | 0 | 0.6612 | 0 | 0 | 0
| 0 |  |  |  |  | 0 | 0 | 0.0187 | 0 | 0.6612 | 0 | 0 | 0
| 0 |  |  |  |  | 0 | 0 | 0.0187 | 0 | 0.6612 | 0 | 0 | 0
| 0 |  |  |  |  | 0 | 0 | 0.0187 | 0 | 0.6612 | 0 | 0 | 0
| 0 |  |  |  |  | 0 | 0 | 0.0187 | 0 | 0.6612 | 0 | 0 | 0
| 0 |  |  |  |  | 0 | 0 | 0.0187 | 0 | 0.6612 | 0 | 0 | 0
| 0 |  |  |  |  | 0 | 0 | 0.0187 | 0 | 0.6612 | 0 | 0 | 0
| 0 |  |  |  |  | 0 | 0 | 0.0187 | 0 | 0.6612 | 0 | 0 | 0
| 0 |  |  |  |  | 0 | 0 | 0.0187 | 0 | 0.6612 | 0 | 0 | 0
| 0 |  |  |  |  | 0 | 0 | 0.0187 | 0 | 0.6612 | 0 | 0 | 0
| 0 |  |  |  |  | 0 | 0 | 0.0187 | 0 | 0.6612 | 0 | 0 | 0
| 0 |  |  |  |  | 0 | 0 | 0.0187 | 0 | 0.6612 | 0 | 0 | 0
| 0 |  |  |  |  | 0 | 0 | 0.0187 | 0 | 0.6612 | 0 | 0 | 0
| 0 |  |  |  |  | 0 | 0 | 0.0187 | 0 | 0.6612 | 0 | 0 | 0
| 0 |  |  |  |  | 0 | 0 | 0.0187 | 0 | 0.6612 | 0 | 0 | 0
| 0 |  |  |  |  | 0 | 0 | 0.0187 | 0 | 0.6612 | 0 | 0 | 0
| 0 |  |  |  |  | 0 | 0 | 0.0187 | 0 | 0.6612 | 0 | 0 | 0
| 0 |  |  |  |  | 0 | 0 | 0.0187 | 0 | 0.6612 | 0 | 0 | 0
| 0 |  |  |  |  | 0 | 0 | 0.0187 | 0 | 0.6612 | 0 | 0 | 0
| 0 |  |  |  |  | 0 | 0 | 0.0187 | 0 | 0.6612 | 0 | 0 | 0
| 0 |  |  |  |  | 0 | 0 | 0.0187 | 0 | 0.6612 | 0 | 0 | 0
| 0 |  |  |  |  | 0 | 0 | 0.0187 | 0 | 0.6612 | 0 | 0 | 0
| 0 |  |  |  |  | 0 | 0 | 0.0187 | 0 | 0.6612 | 0 | 0 | 0
| 0 |  |  |  |  | 0 | 0 | 0.0187 | 0 | 0.6612 | 0 | 0 | 0
| 0 |  |  |  |  | 0 | 0 | 0.0187 | 0 | 0.6612 | 0 | 0 | 0
| 0 |  |  |  |  | 0 | 0 | 0.0187 | 0 | 0.6612 | 0 | 0 | 0
| 0 |  |  |  |  | 0 | 0 | 0.0187 | 0 | 0.6612 | 0 | 0 | 0
| 0 |  |  |  |  | 0 | 0 | 0.0187 | 0 | 0.6612 | 0 | 0 | 0
| 0 |  |  |  |  | 0 | 0 | 0.0187 | 0 | 0.6612 | 0 | 0 | 0
| 0 |  |  |  |  | 0 | 0 | 0.0187 | 0 | 0.6612 | 0 | 0 | 0
| 0 |  |  |  |  | 0 | 0 | 0.0187 | 0 | 0.6612 | 0 | 0 | 0
| 0 |  |  |  |  | 0 | 0 | 0.0187 | 0 | 0.6612 | 0 | 0 | 0
| 0 |  |  |  |  | 0 | 0 | 0.0187 | 0 | 0.6612 | 0 | 0 | 0
| 0 |  |  |  |  | 0 | 0 | 0.0187 | 0 | 0.6612 | 0 | 0 | 0
| 0 |  |  |  |  | 0 | 0 | 0.0187 | 0 | 0.6612 | 0 | 0 | 0
| 0 |  |  |  |  | 0 | 0 | 0.0187 | 0 | 0.6612 | 0 | 0 | 0
| 0 |  |  |  |  | 0 | 0 | 0.0187 | 0 | 0.6612 | 0 | 0 | 0
| 0 |  |  |  |  | 0 | 0 | 0.0187 | 0 | 0.6612 | 0 | 0 | 0
| 0 |  |  |  |  | 0 | 0 | 0.0187 | 0 | 0.6612 | 0 | 0 | 0
| 0 |  |  |  |  | 0 | 0 | 0.0187 | 0 | 0.6612 | 0 | 0 | 0
| 0 |  |  |  |  | 0 | 0 | 0.0187 | 0 | 0.6612 | 0 | 0 | 0
| 0 |  |  |  |  | 0 | 0 | 0.0187 | 0 | 0.6612 | 0 | 0 | 0
| 0 |  |  |  |  | 0 | 0 | 0.0187 | 0 | 0.6612 | 0 | 0 | 0
| 0 |  |  |  |  | 0 | 0 | 0.0187 | 0 | 0.6612 | 0 | 0 | 0
| 0 |  |  |  |  | 0 | 0 | 0.0187 | 0 | 0.6612 | 0 | 0 | 0
| 0 |  |  |  |  | 0 | 0 | 0.0187 | 0 | 0.6612 | 0 | 0 | 0
| 0 |  |  |  |  | 0 | 0 | 0.0187 | 0 | 0.6612 | 0 | 0 | 0
| 0 |  |  |  |  | 0 | 0 | 0.0187 | 0 | 0.6612 | 0 | 0 | 0
| 0 |  |  |  |  | 0 | 0 | 0.0187 | 0 | 0.6612 | 0 | 0 | 0
| 0 |  |  |  |  | 0 | 0 | 0.0187 | 0 | 0.6612 | 0 | 0 | 0
| 0 |  |  |  |  | 0 | 0 | 0.0187 | 0 | 0.6612 | 0 | 0 | 0
| 0 |  |  |  |  | 0 | 0 | 0.0187 | 0 | 0.6612 | 0 | 0 | 0
| 0 |  |  |  |  | 0 | 0 | 0.0187 | 0 | 0.6612 | 0 | 0 | 0
| 0 |  |  |  |  | 0 | 0 | 0.0187 | 0 | 0.6612 | 0 | 0 | 0
| 0 |  |  |  |  | 0 | 0 | 0.0187 | 0 | 0.6612 | 0 | 0 | 0
| 0 |  |  |  |  | 0 | 0 | 0.0187 | 0 | 0.6612 | 0 | 0 | 0
| 0 |  |  |  |  | 0 | 0 | 0.0187 | 0 | 0.6612 | 0 | 0 | 0
| 0 |  |  |  |  | 0 | 0 | 0.0187 | 0 | 0.6612 | 0 | 0 | 0
| 0 |  |  |  |  | 0 | 0 | 0.0187 | 0 | 0.6612 | 0 | 0 | 0
| 0 |  |  |  |  | 0 | 0 | 0.0187 | 0 | 0.6612 | 0 | 0 | 0
| 0 |  |  |  |  | 0 | 0 | 0.0187 | 0 | 0.6612 | 0 | 0 | 0
| 0 |  |  |  |  | 0 | 0 | 0.0187 | 0 | 0.6612 | 0 | 0 | 0
| 0 |  |  |  |  | 0 | 0 | 0.0187 | 0 | 0.6612 | 0 | 0 | 0
| 0 |  |  |  |  | 0 | 0 | 0.0187 | 0 | 0.6612 | 0 | 0 | 0
| 0 |  |  |  |  | 0 | 0 | 0.0187 | 0 | 0.6612 | 0 | 0 | 0
| 0 |  |  |  |  | 0 | 0 | 0.0187 | 0 | 0.6612 | 0 | 0 | 0
| 0 |  |  |  |  | 0 | 0 | 0.0187 | 0 | 0.6612 | 0 | 0 | 0
| 0 |  |  |  |  | 0 | 0 | 0.0187 | 0 | 0.6612 | 0 | 0 | 0
| 0 |  |  |  |  | 0 | 0 | 0.0187 | 0 | 0.6612 | 0 | 0 | 0
| 0 |  |  |  |  | 0 | 0 | 0.0187 | 0 | 0.6612 | 0 | 0 | 0
| 0 |  |  |  |  | 0 | 0 | 0.0187 | 0 | 0.6612 | 0 | 0 | 0
| 0 |  |  |  |  | 0 | 0 | 0.0187 | 0 | 0.6612 | 0 | 0 | 0
| 0 |  |  |  |  | 0 | 0 | 0.0187 | 0 | 0.6612 | 0 | 0 | 0
| 0 |  |  |  |  | 0 | 0 | 0.0187 | 0 | 0.6612 | 0 | 0 | 0
| 0 |  |  |  |  | 0 | 0 | 0.0187 | 0 | 0.6612 | 0 | 0 | 0
| 0 |  |  |  |  | 0 | 0 | 0.0187 | 0 | 0.6612 | 0 | 0 | 0
| 0 |  |  |  |  | 0 | 0 | 0.0187 | 0 | 0.6612 | 0 | 0 | 0
| 0 |  |  |  |  | 0 | 0 | 0.0187 | 0 | 0.6612 | 0 | 0 | 0
| 0 |  |  |  |  | 0 | 0 | 0.0187 | 0 | 0.6612 | 0 | 0 | 0
| 0 |  |  |  |  | 0 | 0 | 0.0187 | 0 | 0.6612 | 0 | 0 | 0
| 0 |  |  |  |  | 0 | 0 | 0.0187 | 0 | 0.6612 | 0 | 0 | 0
| 0 |  |  |  |  | 0 | 0 | 0.0187 | 0 | 0.6612 | 0 | 0 | 0
| 0 |  |  |  |  | 0 | 0 | 0.0187 | 0 | 0.6612 | 0 | 0 | 0
| 0 |  |  |  |  | 0 | 0 | 0.0187 | 0 | 0.6612 | 0 | 0 | 0
| 0 |  |  |  |  | 0 | 0 | 0.0187 | 0 | 0.6612 | 0 | 0 | 0
| 0 |  |  |  |  | 0 | 0 | 0.0187 | 0 | 0.6612 | 0 | 0 | 0
| 0 |  |  |  |  | 0 | 0 | 0.0187 | 0 | 0.6612 | 0 | 0 | 0
| 0 |  |  |  |  | 0 | 0 | 0.0187 | 0 | 0.6612 | 0 | 0 | 0
| 0 |  |  |  |  | 0 | 0 | 0.0187 | 0 | 0.6612 | 0 | 0 | 0
| 0 |  |  |  |  | 0 | 0 | 0.0187 | 0 | 0.6612 | 0 | 0 | 0
| 0 |  |  |  |  | 0 | 0 | 0.0187 | 0 | 0.6612 | 0 | 0 | 0
| 0 |  |  |  |  | 0 | 0 | 0.0187 | 0 | 0.6612 | 0 | 0 | 0
| 0 |  |  |  |  | 0 | 0 | 0.0187 | 0 | 0.6612 | 0 | 0 | 0
| 0 |  |  |  |  | 0 | 0 | 0.0187 | 0 | 0.6612 | 0 | 0 | 0
| 0 |  |  |  |  | 0 | 0 | 0.0187 | 0 | 0.6612 | 0 | 0 | 0
| 0 |  |  |  |  | 0 | 0 | 0.0187 | 0 | 0.6612 | 0 | 0 | 0
| 0 |  |  |  |  | 0 | 0 | 0.0187 | 0 | 0.6612 | 0 | 0 | 0
| 0 |  |  |  |  | 0 | 0 | 0.0187 | 0 | 0.6612 | 0 | 0 | 0
| 0 |  |  |  |  | 0 | 0 | 0.0187 | 0 | 0.6612 | 0 | 0 | 0
| 0 |  |  |  |  | 0 | 0 | 0.0187 | 0 | 0.6612 | 0 | 0 | 0
| 0 |  |  |  |  | 0 | 0 | 0.0187 | 0 | 0.6612 | 0 | 0 | 0
| 0 |  |  |  |  | 0 | 0 | 0.0187 | 0 | 0.6612 | 0 | 0 | 0
| 0 |  |  |  |  | 0 | 0 | 0.0187 | 0 | 0.6612 | 0 | 0 | 0
| 0 |  |  |  |  | 0 | 0 | 0.0187 | 0 | 0.6612 | 0 | 0 | 0
| 0 |  |  |  |  | 0 | 0 | 0.0187 | 0 | 0.6612 | 0 | 0 | 0
| 0 |  |  |  |  | 0 | 0 | 0.0187 | 0 | 0.6612 | 0 | 0 | 0
| 0 |  |  |  |  | 0 | 0 | 0.0187 | 0 | 0.6612 | 0 | 0 | 0
| 0 |  |  |  |  | 0 | 0 | 0.0187 | 0 | 0.6612 | 0 | 0 | 0
| 0 |  |  |  |  | 0 | 0 | 0.0187 | 0 | 0.6612 | 0 | 0 | 0
| 0 |  |  |  |  | 0 | 0 | 0.0187 | 0 | 0.6612 | 0 | 0 | 0
| 0 |  |  |  |  | 0 | 0 | 0.0187 | 0 | 0.6612 | 0 | 0 | 0
| 0 |  |  |  |  | 0 | 0 | 0.0187 | 0 | 0.6612 | 0 | 0 | 0
| 0 |  |  |  |  | 0 | 0 | 0.0187 | 0 | 0.6612 | 0 | 0 | 0
| 0 |  |  |  |  | 0 | 0 | 0.0187 | 0 | 0.6612 | 0 | 0 | 0
| 0 |  |  |  |  | 0 | 0 | 0.0187 | 0 | 0.6612 | 0 | 0 | 0
| 0 |  |  |  |  | 0 | 0 | 0.0187 | 0 | 0.6612 | 0 | 0 | 0
| 0 |  |  |  |  | 0 | 0 | 0.0187 | 0 | 0.6612 | 0 | 0 | 0
| 0 |  |  |  |  | 0 | 0 | 0.0187 | 0 | 0.6612 | 0 | 0 | 0
| 0 |  |  |  |  | 0 | 0 | 0.0187 | 0 | 0.6612 | 0 | 0 | 0
| 0 |  |  |  |  | 0 | 0 | 0.0187 | 0 | 0.6612 | 0 | 0 | 0
| 0 |  |  |  |  | 0 | 0 | 0.0187 | 0 | 0.6612 | 0 | 0 | 0
| 0 |  |  |  |  | 0 | 0 | 0.0187 | 0 | 0.6612 | 0 | 0 | 0
| 0 |  |  |  |  | 0 | 0 | 0.0187 | 0 | 0.6612 | 0 | 0 | 0
| 0 |  |  |  |  | 0 | 0 | 0.0187 | 0 | 0.6612 | 0 | 0 | 0
| 0 |  |  |  |  | 0 | 0 | 0.0187 | 0 | 0.6612 | 0 | 0 | 0
| 0 |  |  |  |  | 0 | 0 | 0.0187 | 0 | 0.6612 | 0 | 0 | 0
| 0 |  |  |  |  | 0 | 0 | 0.0187 | 0 | 0.6612 | 0 | 0 | 0
| 0 |  |  |  |  | 0 | 0 | 0.0187 | 0 | 0.6612 | 0 | 0 | 0
| 0 |  |  |  |  | 0 | 0 | 0.0187 | 0 | 0.6612 | 0 | 0 | 0
| 0 |  |  |  |  | 0 | 0 | 0.0187 | 0 | 0.6612 | 0 | 0 | 0
| 0 |  |  |  |  | 0 | 0 | 0.0187 | 0 | 0.6612 | 0 | 0 | 0
| 0 |  |  |  |  | 0 | 0 | 0.0187 | 0 | 0.6612 | 0 | 0 | 0
| 0 |  |  |  |  | 0 | 0 | 0.0187 | 0 | 0.6612 | 0 | 0 | 0
| 0 |  |  |  |  | 0 | 0 | 0.0187 | 0 | 0.6612 | 0 | 0 | 0
| 0 |  |  |  |  | 0 | 0 | 0.0187 | 0 | 0.6612 | 0 | 0 | 0
| 0 |  |  |  |  | 0 | 0 | 0.0187 | 0 | 0.6612 | 0 | 0 | 0
| 0 |  |  |  |  | 0 | 0 | 0.0187 | 0 | 0.6612 | 0 | 0 | 0
| 0 |  |  |  |  | 0 | 0 | 0.0187 | 0 | 0.6612 | 0 | 0 | 0
| 0 |  |  |  |  | 0 | 0 | 0.0187 | 0 | 0.6612 | 0 | 0 | 0
| 0 |  |  |  |  | 0 | 0 | 0.0187 | 0 | 0.6612 | 0 | 0 | 0
| 0 |  |  |  |  | 0 | 0 | 0.0187 | 0 | 0.6612 | 0 | 0 | 0
| 0 |  |  |  |  | 0 | 0 | 0.0187 | 0 | 0.6612 | 0 | 0 | 0
| 0 |  |  |  |  | 0 | 0 | 0.0187 | 0 | 0.6612 | 0 | 0 | 0
| 0 |  |  |  |  | 0 | 0 | 0.0187 | 0 | 0.6612 | 0 | 0 | 0
| 0 |  |  |  |  | 0 | 0 | 0.0187 | 0 | 0.6612 | 0 | 0 | 0
| 0 |  |  |  |  | 0 | 0 | 0.0187 | 0 | 0.6612 | 0 | 0 | 0
| 0 |  |  |  |  | 0 | 0 | 0.0187 | 0 | 0.6612 | 0 | 0 | 0
| 0 |  |  |  |  | 0 | 0 | 0.0187 | 0 | 0.6612 | 0 | 0 | 0
| 0 |  |  |  |  | 0 | 0 | 0.0187 | 0 | 0.6612 | 0 | 0 | 0
| 0 |  |  |  |  | 0 | 0 | 0.0187 | 0 | 0.6612 | 0 | 0 | 0
| 0 |  |  |  |  | 0 | 0 | 0.0187 | 0 | 0.6612 | 0 | 0 | 0
| 0 |  |  |  |  | 0 | 0 | 0.0187 | 0 | 0.6612 | 0 | 0 | 0
| 0 |  |  |  |  | 0 | 0 | 0.0187 | 0 | 0.6612 | 0 | 0 | 0
| 0 |  |  |  |  | 0 | 0 | 0.0187 | 0 | 0.6612 | 0 | 0 | 0
| 0 |  |  |  |  | 0 | 0 | 0.0187 | 0 | 0.6612 | 0 | 0 | 0
| 0 |  |  |  |  | 0 | 0 | 0.0187 | 0 | 0.6612 | 0 | 0 | 0
| 0 |  |  |  |  | 0 | 0 | 0.0187 | 0 | 0.6612 | 0 | 0 | 0
| 0 |  |  |  |  | 0 | 0 | 0.0187 | 0 | 0.6612 | 0 | 0 | 0
| 0 |  |  |  |  | 0 | 0 | 0.0187 | 0 | 0.6612 | 0 | 0 | 0
| 0 |  |  |  |  | 0 | 0 | 0.0187 | 0 | 0.6612 | 0 | 0 | 0
| 0 |  |  |  |  | 0 | 0 | 0.0187 | 0 | 0.6612 | 0 | 0 | 0
| 0 |  |  |  |  | 0 | 0 | 0.0187 | 0 | 0.6612 | 0 | 0 | 0
| 0 |  |  |  |  | 0 | 0 | 0.0187 | 0 | 0.6612 | 0 | 0 | 0
| 0 |  |  |  |  | 0 | 0 | 0.0187 | 0 | 0.6612 | 0 | 0 | 0
| 0 |  |  |  |  | 0 | 0 | 0.0187 | 0 | 0.6612 | 0 | 0 | 0
| 0 |  |  |  |  | 0 | 0 | 0.0187 | 0 | 0.6612 | 0 | 0 | 0
| 0 |  |  |  |  | 0 | 0 | 0.0187 | 0 | 0.6612 | 0 | 0 | 0
| 0 |  |  |  |  | 0 | 0 | 0.0187 | 0 | 0.6612 | 0 | 0 | 0
| 0 |  |  |  |  | 0 | 0 | 0.0187 | 0 | 0.6612 | 0 | 0 | 0
| 0 |  |  |  |  | 0 | 0 | 0.0187 | 0 | 0.6612 | 0 | 0 | 0
| 0 |  |  |  |  | 0 | 0 | 0.0187 | 0 | 0.6612 | 0 | 0 | 0
| 0 |  |  |  |  | 0 | 0 | 0.0187 | 0 | 0.6612 | 0 | 0 | 0
| 0 |  |  |  |  | 0 | 0 | 0.0187 | 0 | 0.6612 | 0 | 0 | 0
| 0 |  |  |  |  | 0 | 0 | 0.0187 | 0 | 0.6612 | 0 | 0 | 0
| 0 |  |  |  |  | 0 | 0 | 0.0187 | 0 | 0.6612 | 0 | 0 | 0
| 0 |  |  |  |  | 0 | 0 | 0.0187 | 0 | 0.6612 | 0 | 0 | 0
| 0 |  |  |  |  | 0 | 0 | 0.0187 | 0 | 0.6612 | 0 | 0 | 0
| 0 |  |  |  |  | 0 | 0 | 0.0187 | 0 | 0.6612 | 0 | 0 | 0
| 0 |  |  |  |  | 0 | 0 | 0.0187 | 0 | 0.6612 | 0 | 0 | 0
| 0 |  |  |  |  | 0 | 0 | 0.0187 | 0 | 0.6612 | 0 | 0 | 0
| 0 |  |  |  |  | 0 | 0 | 0.0187 | 0 | 0.6612 | 0 | 0 | 0
| 0 |  |  |  |  | 0 | 0 | 0.0187 | 0 | 0.6612 | 0 | 0 | 0
| 0 |  |  |  |  | 0 | 0 | 0.0187 | 0 | 0.6612 | 0 | 0 | 0
| 0 |  |  |  |  | 0 | 0 | 0.0187 | 0 | 0.6612 | 0 | 0 | 0
| 0 |  |  |  |  | 0 | 0 | 0.0187 | 0 | 0.6612 | 0 | 0 | 0
| 0 |  |  |  |  | 0 | 0 | 0.0187 | 0 | 0.6612 | 0 | 0 | 0
| 0 |  |  |  |  | 0 | 0 | 0.0187 | 0 | 0.6612 | 0 | 0 | 0
| 0 |  |  |  |  | 0 | 0 | 0.0187 | 0 | 0.6612 | 0 | 0 | 0
| 0 |  |  |  |  | 0 | 0 | 0.0187 | 0 | 0.6612 | 0 | 0 | 0
| 0 |  |  |  |  | 0 | 0 | 0.0187 | 0 | 0.6612 | 0 | 0 | 0
| 0 |  |  |  |  | 0 | 0 | 0.0187 | 0 | 0.6612 | 0 | 0 | 0
| 0 |  |  |  |  | 0 | 0 | 0.0187 | 0 | 0.6612 | 0 | 0 | 0
| 0 |  |  |  |  | 0 | 0 | 0.0187 | 0 | 0.6612 | 0 | 0 | 0
| 0 |  |  |  |  | 0 | 0 | 0.0187 | 0 | 0.6612 | 0 | 0 | 0
| 0 |  |  |  |  | 0 | 0 | 0.0187 | 0 | 0.6612 | 0 | 0 | 0
| 0 |  |  |  |  | 0 | 0 | 0.0187 | 0 | 0.6612 | 0 | 0 | 0
| 0 |  |  |  |  | 0 | 0 | 0.0187 | 0 | 0.6612 | 0 | 0 | 0
| 0 |  |  |  |  | 0 | 0 | 0.0187 | 0 | 0.6612 | 0 | 0 | 0
| 0 |  |  |  |  | 0 | 0 | 0.0187 | 0 | 0.6612 | 0 | 0 | 0
| 0 |  |  |  |  | 0 | 0 | 0.0187 | 0 | 0.6612 | 0 | 0 | 0
| 0 |  |  |  |  | 0 | 0 | 0.0187 | 0 | 0.6612 | 0 | 0 | 0
| 0 |  |  |  |  | 0 | 0 | 0.0187 | 0 | 0.6612 | 0 | 0 | 0
| 0 |  |  |  |  | 0 | 0 | 0.0187 | 0 | 0.6612 | 0 | 0 | 0
| 0 |  |  |  |  | 0 | 0 | 0.0187 | 0 | 0.6612 | 0 | 0 | 0
| 0 |  |  |  |  | 0 | 0 | 0.0187 | 0 | 0.6612 | 0 | 0 | 0
| 0 |  |  |  |  | 0 | 0 | 0.0187 | 0 | 0.6612 | 0 | 0 | 0
| 0 |  |  |  |  | 0 | 0 | 0.0187 | 0 | 0.6612 | 0 | 0 | 0
| 0 |  |  |  |  | 0 | 0 | 0.0187 | 0 | 0.6612 | 0 | 0 | 0
| 0 |  |  |  |  | 0 | 0 | 0.0187 | 0 | 0.6612 | 0 | 0 | 0
| 0 |  |  |  |  | 0 | 0 | 0.0187 | 0 | 0.6612 | 0 | 0 | 0
| 0 |  |  |  |  | 0 | 0 | 0.0187 | 0 | 0.6612 | 0 | 0 | 0
| 0 |  |  |  |  | 0 | 0 | 0.0187 | 0 | 0.6612 | 0 | 0 | 0
| 0 |  |  |  |  | 0 | 0 | 0.0187 | 0 | 0.6612 | 0 | 0 | 0
| 0 |  |  |  |  | 0 | 0 | 0.0187 | 0 | 0.6612 | 0 | 0 | 0
| 0 |  |  |  |  | 0 | 0 | 0.0187 | 0 | 0.6612 | 0 | 0 | 0
| 0 |  |  |  |  | 0 | 0 | 0.0187 | 0 | 0.6612 | 0 | 0 | 0
| 0 |  |  |  |  | 0 | 0 | 0.0187 | 0 | 0.6612 | 0 | 0 | 0
| 0 |  |  |  |  | 0 | 0 | 0.0187 | 0 | 0.6612 | 0 | 0 | 0
| 0 |  |  |  |  | 0 | 0 | 0.0187 | 0 | 0.6612 | 0 | 0 | 0
| 0 |  |  |  |  | 0 | 0 | 0.0187 | 0 | 0.6612 | 0 | 0 | 0
| 0 |  |  |  |  | 0 | 0 | 0.0187 | 0 | 0.6612 | 0 | 0 | 0
| 0 |  |  |  |  | 0 | 0 | 0.0187 | 0 | 0.6612 | 0 | 0 | 0
| 0 |  |  |  |  | 0 | 0 | 0.0187 | 0 | 0.6612 | 0 | 0 | 0
| 0 |  |  |  |  | 0 | 0 | 0.0187 | 0 | 0.6612 | 0 | 0 | 0
| 0 |  |  |  |  | 0 | 0 | 0.0187 | 0 | 0.6612 | 0 | 0 | 0
| 0 |  |  |  |  | 0 | 0 | 0.0187 | 0 | 0.6612 | 0 | 0 | 0
| 0 |  |  |  |  | 0 | 0 | 0.0187 | 0 | 0.6612 | 0 | 0 | 0
| 0 |  |  |  |  | 0 | 0 | 0.0187 | 0 | 0.6612 | 0 | 0 | 0
| 0 |  |  |  |  | 0 | 0 | 0.0187 | 0 | 0.6612 | 0 | 0 | 0
| 0 |  |  |  |  | 0 | 0 | 0.0187 | 0 | 0.6612 | 0 | 0 | 0
| 0 |  |  |  |  | 0 | 0 | 0.0187 | 0 | 0.6612 | 0 | 0 | 0
| 0 |  |  |  |  | 0 | 0 | 0.0187 | 0 | 0.6612 | 0 | 0 | 0
| 0 |  |  |  |  | 0 | 0 | 0.0187 | 0 | 0.6612 | 0 | 0 | 0
| 0 |  |  |  |  | 0 | 0 | 0.0187 | 0 | 0.6612 | 0 | 0 | 0
| 0 |  |  |  |  | 0 | 0 | 0.0187 | 0 | 0.6612 | 0 | 0 | 0
| 0 |  |  |  |  | 0 | 0 | 0.0187 | 0 | 0.6612 | 0 | 0 | 0
| 0 |  |  |  |  | 0 | 0 | 0.0187 | 0 | 0.6612 | 0 | 0 | 0
| 0 |  |  |  |  | 0 | 0 | 0.0187 | 0 | 0.6612 | 0 | 0 | 0
| 0 |  |  |  |  | 0 | 0 | 0.0187 | 0 | 0.6612 | 0 | 0 | 0
| 0 |  |  |  |  | 0 | 0 | 0.0187 | 0 | 0.6612 | 0 | 0 | 0
| 0 |  |  |  |  | 0 | 0 | 0.0187 | 0 | 0.6612 | 0 | 0 | 0
| 0 |  |  |  |  | 0 | 0 | 0.0187 | 0 | 0.6612 | 0 | 0 | 0
| 0 |  |  |  |  | 0 | 0 | 0.0187 | 0 | 0.6612 | 0 | 0 | 0
| 0 |  |  |  |  | 0 | 0 | 0.0187 | 0 | 0.6612 | 0 | 0 | 0
| 0 |  |  |  |  | 0 | 0 | 0.0187 | 0 | 0.6612 | 0 | 0 | 0
| 0 |  |  |  |  | 0 | 0 | 0.0187 | 0 | 0.6612 | 0 | 0 | 0
| 0 |  |  |  |  | 0 | 0 | 0.0187 | 0 | 0.6612 | 0 | 0 | 0
| 0 |  |  |  |  | 0 | 0 | 0.0187 | 0 | 0.6612 | 0 | 0 | 0
| 0 |  |  |  |  | 0 | 0 | 0.0187 | 0 | 0.6612 | 0 | 0 | 0
| 0 |  |  |  |  | 0 | 0 | 0.0187 | 0 | 0.6612 | 0 | 0 | 0
| 0 |  |  |  |  | 0 | 0 | 0.0187 | 0 | 0.6612 | 0 | 0 | 0
| 0 |  |  |  |  | 0 | 0 | 0.0187 | 0 | 0.6612 | 0 | 0 | 0
| 0 |  |  |  |  | 0 | 0 | 0.0187 | 0 | 0.6612 | 0 | 0 | 0
| 0 |  |  |  |  | 0 | 0 | 0.0187 | 0 | 0.6612 | 0 | 0 | 0
| 0 |  |  |  |  | 0 | 0 | 0.0187 | 0 | 0.6612 | 0 | 0 | 0
| 0 |  |  |  |  | 0 | 0 | 0.0187 | 0 | 0.6612 | 0 | 0 | 0
| 0 |  |  |  |  | 0 | 0 | 0.0187 | 0 | 0.6612 | 0 | 0 | 0
| 0 |  |  |  |  | 0 | 0 | 0.0187 | 0 | 0.6612 | 0 | 0 | 0
| 0 |  |  |  |  | 0 | 0 | 0.0187 | 0 | 0.6612 | 0 | 0 | 0
| 0 |  |  |  |  | 0 | 0 | 0.0187 | 0 | 0.6612 | 0 | 0 | 0
| 0 |  |  |  |  | 0 | 0 | 0.0187 | 0 | 0.6612 | 0 | 0 | 0
| 0 |  |  |  |  | 0 | 0 | 0.0187 | 0 | 0.6612 | 0 | 0 | 0
| 0 |  |  |  |  | 0 | 0 | 0.0187 | 0 | 0.6612 | 0 | 0 | 0
| 0 |  |  |  |  | 0 | 0 | 0.0187 | 0 | 0.6612 | 0 | 0 | 0
| 0 |  |  |  |  | 0 | 0 | 0.0187 | 0 | 0.6612 | 0 | 0 | 0
| 0 |  |  |  |  | 0 | 0 | 0.0187 | 0 | 0.6612 | 0 | 0 | 0
| 0 |  |  |  |  | 0 | 0 | 0.0187 | 0 | 0.6612 | 0 | 0 | 0
| 0 |  |  |  |  | 0 | 0 | 0.0187 | 0 | 0.6612 | 0 | 0 | 0
| 0 |  |  |  |  | 0 | 0 | 0.0187 | 0 | 0.6612 | 0 | 0 | 0
| 0 |  |  |  |  | 0 | 0 | 0.0187 | 0 | 0.6612 | 0 | 0 | 0
| 0 |  |  |  |  | 0 | 0 | 0.0187 | 0 | 0.6612 | 0 | 0 | 0
| 0 |  |  |  |  | 0 | 0 | 0.0187 | 0 | 0.6612 | 0 | 0 | 0
| 0 |  |  |  |  | 0 | 0 | 0.0187 | 0 | 0.6612 | 0 | 0 | 0
| 0 |  |  |  |  | 0 | 0 | 0.0187 | 0 | 0.6612 | 0 | 0 | 0
| 0 |  |  |  |  | 0 | 0 | 0.0187 | 0 | 0.6612 | 0 | 0 | 0
| 0 |  |  |  |  | 0 | 0 | 0.0187 | 0 | 0.6612 | 0 | 0 | 0
| 0 |  |  |  |  | 0 | 0 | 0.0187 | 0 | 0.6612 | 0 | 0 | 0
| 0 |  |  |  |  | 0 | 0 | 0.0187 | 0 | 0.6612 | 0 | 0 | 0
| 0 |  |  |  |  | 0 | 0 | 0.0187 | 0 | 0.6612 | 0 | 0 | 0
| 0 |  |  |  |  | 0 | 0 | 0.0187 | 0 | 0.6612 | 0 | 0 | 0
| 0 |  |  |  |  | 0 | 0 | 0.0187 | 0 | 0.6612 | 0 | 0 | 0
| 0 |  |  |  |  | 0 | 0 | 0.0187 | 0 | 0.6612 | 0 | 0 | 0
| 0 |  |  |  |  | 0 | 0 | 0.0187 | 0 | 0.6612 | 0 | 0 | 0
| 0 |  |  |  |  | 0 | 0 | 0.0187 | 0 | 0.6612 | 0 | 0 | 0
| 0 |  |  |  |  | 0 | 0 | 0.0187 | 0 | 0.6612 | 0 | 0 | 0
| 0 |  |  |  |  | 0 | 0 | 0.0187 | 0 | 0.6612 | 0 | 0 | 0
| 0 |  |  |  |  | 0 | 0 | 0.0187 | 0 | 0.6612 | 0 | 0 | 0
| 0 |  |  |  |  | 0 | 0 | 0.0187 | 0 | 0.6612 | 0 | 0 | 0
| 0 |  |  |  |  | 0 | 0 | 0.0187 | 0 | 0.6612 | 0 | 0 | 0
| 0 |  |  |  |  | 0 | 0 | 0.0187 | 0 | 0.6612 | 0 | 0 | 0
| 0 |  |  |  |  | 0 | 0 | 0.0187 | 0 | 0.6612 | 0 | 0 | 0
| 0 |  |  |  |  | 0 | 0 | 0.0187 | 0 | 0.6612 | 0 | 0 | 0
| 0 |  |  |  |  | 0 | 0 | 0.0187 | 0 | 0.6612 | 0 | 0 | 0
| 0 |  |  |  |  | 0 | 0 | 0.0187 | 0 | 0.6612 | 0 | 0 | 0
| 0 |  |  |  |  | 0 | 0 | 0.0187 | 0 | 0.6612 | 0 | 0 | 0
| 0 |  |  |  |  | 0 | 0 | 0.0187 | 0 | 0.6612 | 0 | 0 | 0
| 0 |  |  |  |  | 0 | 0 | 0.0187 | 0 | 0.6612 | 0 | 0 | 0
| 0 |  |  |  |  | 0 | 0 | 0.0187 | 0 | 0.6612 | 0 | 0 | 0
| 0 |  |  |  |  | 0 | 0 | 0.0187 | 0 | 0.6612 | 0 | 0 | 0
| 0 |  |  |  |  | 0 | 0 | 0.0187 | 0 | 0.6612 | 0 | 0 | 0
| 0 |  |  |  |  | 0 | 0 | 0.0187 | 0 | 0.6612 | 0 | 0 | 0
| 0 |  |  |  |  | 0 | 0 | 0.0187 | 0 | 0.6612 | 0 | 0 | 0
| 0 |  |  |  |  | 0 | 0 | 0.0187 | 0 | 0.6612 | 0 | 0 | 0
| 0 |  |  |  |  | 0 | 0 | 0.0187 | 0 | 0.6612 | 0 | 0 | 0
| 0 |  |  |  |  | 0 | 0 | 0.0187 | 0 | 0.6612 | 0 | 0 | 0
| 0 |  |  |  |  | 0 | 0 | 0.0187 | 0 | 0.6612 | 0 | 0 | 0
| 0 |  |  |  |  | 0 | 0 | 0.0187 | 0 | 0.6612 | 0 | 0 | 0
| 0 |  |  |  |  | 0 | 0 | 0.0187 | 0 | 0.6612 | 0 | 0 | 0
| 0 |  |  |  |  | 0 | 0 | 0.0187 | 0 | 0.6612 | 0 | 0 | 0
| 0 |  |  |  |  | 0 | 0 | 0.0187 | 0 | 0.6612 | 0 | 0 | 0
| 0 |  |  |  |  | 0 | 0 | 0.0187 | 0 | 0.6612 | 0 | 0 | 0
| 0 |  |  |  |  | 0 | 0 | 0.0187 | 0 | 0.6612 | 0 | 0 | 0
| 0 |  |  |  |  | 0 | 0 | 0.0187 | 0 | 0.6612 | 0 | 0 | 0
| 0 |  |  |  |  | 0 | 0 | 0.0187 | 0 | 0.6612 | 0 | 0 | 0
| 0 |  |  |  |  | 0 | 0 | 0.0187 | 0 | 0.6612 | 0 | 0 | 0
| 0 |  |  |  |  | 0 | 0 | 0.0187 | 0 | 0.6612 | 0 | 0 | 0
| 0 |  |  |  |  | 0 | 0 | 0.0187 | 0 | 0.6612 | 0 | 0 | 0
| 0 |  |  |  |  | 0 | 0 | 0.0187 | 0 | 0.6612 | 0 | 0 | 0
| 0 |  |  |  |  | 0 | 0 | 0.0187 | 0 | 0.6612 | 0 | 0 | 0
| 0 |  |  |  |  | 0 | 0 | 0.0187 | 0 | 0.6612 | 0 | 0 | 0
| 0 |  |  |  |  | 0 | 0 | 0.0187 | 0 | 0.6612 | 0 | 0 | 0
| 0 |  |  |  |  | 0 | 0 | 0.0187 | 0 | 0.6612 | 0 | 0 | 0
| 0 |  |  |  |  | 0 | 0 | 0.0187 | 0 | 0.6612 | 0 | 0 | 0
| 0 |  |  |  |  | 0 | 0 | 0.0187 | 0 | 0.6612 | 0 | 0 | 0
| 0 |  |  |  |  | 0 | 0 | 0.0187 | 0 | 0.6612 | 0 | 0 | 0
| 0 |  |  |  |  | 0 | 0 | 0.0187 | 0 | 0.6612 | 0 | 0 | 0
| 0 |  |  |  |  | 0 | 0 | 0.0187 | 0 | 0.6612 | 0 | 0 | 0
| 0 |  |  |  |  | 0 | 0 | 0.0187 | 0 | 0.6612 | 0 | 0 | 0
| 0 |  |  |  |  | 0 | 0 | 0.0187 | 0 | 0.6612 | 0 | 0 | 0
| 0 |  |  |  |  | 0 | 0 | 0.0187 | 0 | 0.6612 | 0 | 0 | 0
| 0 |  |  |  |  | 0 | 0 | 0.0187 | 0 | 0.6612 | 0 | 0 | 0
| 0 |  |  |  |  | 0 | 0 | 0.0187 | 0 | 0.6612 | 0 | 0 | 0
| 0 |  |  |  |  | 0 | 0 | 0.0187 | 0 | 0.6612 | 0 | 0 | 0
| 0 |  |  |  |  | 0 | 0 | 0.0187 | 0 | 0.6612 | 0 | 0 | 0
| 0 |  |  |  |  | 0 | 0 | 0.0187 | 0 | 0.6612 | 0 | 0 | 0
| 0 |  |  |  |  | 0 | 0 | 0.0187 | 0 | 0.6612 | 0 | 0 | 0
| 0 |  |  |  |  | 0 | 0 | 0.0187 | 0 | 0.6612 | 0 | 0 | 0
| 0 |  |  |  |  | 0 | 0 | 0.0187 | 0 | 0.6612 | 0 | 0 | 0
| 0 |  |  |  |  | 0 | 0 | 0.0187 | 0 | 0.6612 | 0 | 0 | 0
| 0 |  |  |  |  | 0 | 0 | 0.0187 | 0 | 0.6612 | 0 | 0 | 0
| 0 |  |  |  |  | 0 | 0 | 0.0187 | 0 | 0.6612 | 0 | 0 | 0
| 0 |  |  |  |  | 0 | 0 | 0.0187 | 0 | 0.6612 | 0 | 0 | 0
| 0 |  |  |  |  | 0 | 0 | 0.0187 | 0 | 0.6612 | 0 | 0 | 0
| 0 |  |  |  |  | 0 | 0 | 0.0187 | 0 | 0.6612 | 0 | 0 | 0
| 0 |  |  |  |  | 0 | 0 | 0.0187 | 0 | 0.6612 | 0 | 0 | 0
| 0 |  |  |  |  | 0 | 0 | 0.0187 | 0 | 0.6612 | 0 | 0 | 0
| 0 |  |  |  |  | 0 | 0 | 0.0187 | 0 | 0.6612 | 0 | 0 | 0
| 0 |  |  |  |  | 0 | 0 | 0.0187 | 0 | 0.6612 | 0 | 0 | 0
| 0 |  |  |  |  | 0 | 0 | 0.0187 | 0 | 0.6612 | 0 | 0 | 0
| 0 |  |  |  |  | 0 | 0 | 0.0187 | 0 | 0.6612 | 0 | 0 | 0
| 0 |  |  |  |  | 0 | 0 | 0.0187 | 0 | 0.6612 | 0 | 0 | 0
| 0 |  |  |  |  | 0 | 0 | 0.0187 | 0 | 0.6612 | 0 | 0 | 0
| 0 |  |  |  |  | 0 | 0 | 0.0187 | 0 | 0.6612 | 0 | 0 | 0
| 0 |  |  |  |  | 0 | 0 | 0.0187 | 0 | 0.6612 | 0 | 0 | 0
| 0 |  |  |  |  | 0 | 0 | 0.0187 | 0 | 0.6612 | 0 | 0 | 0
| 0 |  |  |  |  | 0 | 0 | 0.0187 | 0 | 0.6612 | 0 | 0 | 0
| 0 |  |  |  |  | 0 | 0 | 0.0187 | 0 | 0.6612 | 0 | 0 | 0
| 0 |  |  |  |  | 0 | 0 | 0.0187 | 0 | 0.6612 | 0 | 0 | 0
| 0 |  |  |  |  | 0 | 0 | 0.0187 | 0 | 0.6612 | 0 | 0 | 0
| 0 |  |  |  |  | 0 | 0 | 0.0187 | 0 | 0.6612 | 0 | 0 | 0
| 0 |  |  |  |  | 0 | 0 | 0.0187 | 0 | 0.6612 | 0 | 0 | 0
| 0 |  |  |  |  | 0 | 0 | 0.0187 | 0 | 0.6612 | 0 | 0 | 0
| 0 |  |  |  |  | 0 | 0 | 0.0187 | 0 | 0.6612 | 0 | 0 | 0
| 0 |  |  |  |  | 0 | 0 | 0.0187 | 0 | 0.6612 | 0 | 0 | 0
| 0 |  |  |  |  | 0 | 0 | 0.0187 | 0 | 0.6612 | 0 | 0 | 0
| 0 |  |  |  |  | 0 | 0 | 0.0187 | 0 | 0.6612 | 0 | 0 | 0
| 0 |  |  |  |  | 0 | 0 | 0.0187 | 0 | 0.6612 | 0 | 0 | 0
| 0 |  |  |  |  | 0 | 0 | 0.0187 | 0 | 0.6612 | 0 | 0 | 0
| 0 |  |  |  |  | 0 | 0 | 0.0187 | 0 | 0.6612 | 0 | 0 | 0
| 0 |  |  |  |  | 0 | 0 | 0.0187 | 0 | 0.6612 | 0 | 0 | 0
| 0 |  |  |  |  | 0 | 0 | 0.0187 | 0 | 0.6612 | 0 | 0 | 0
| 0 |  |  |  |  | 0 | 0 | 0.0187 | 0 | 0.6612 | 0 | 0 | 0
| 0 |  |  |  |  | 0 | 0 | 0.0187 | 0 | 0.6612 | 0 | 0 | 0
| 0 |  |  |  |  | 0 | 0 | 0.0187 | 0 | 0.6612 | 0 | 0 | 0
| 0 |  |  |  |  | 0 | 0 | 0.0187 | 0 | 0.6612 | 0 | 0 | 0
| 0 |  |  |  |  | 0 | 0 | 0.0187 | 0 | 0.6612 | 0 | 0 | 0
| 0 |  |  |  |  | 0 | 0 | 0.0187 | 0 | 0.6612 | 0 | 0 | 0
| 0 |  |  |  |  | 0 | 0 | 0.0187 | 0 | 0.6612 | 0 | 0 | 0
| 0 |  |  |  |  | 0 | 0 | 0.0187 | 0 | 0.6612 | 0 | 0 | 0
| 0 |  |  |  |  | 0 | 0 | 0.0187 | 0 | 0.6612 | 0 | 0 | 0
| 0 |  |  |  |  | 0 | 0 | 0.0187 | 0 | 0.6612 | 0 | 0 | 0
| 0 |  |  |  |  | 0 | 0 | 0.0187 | 0 | 0.6612 | 0 | 0 | 0
| 0 |  |  |  |  | 0 | 0 | 0.0187 | 0 | 0.6612 | 0 | 0 | 0
| 0 |  |  |  |  | 0 | 0 | 0.0187 | 0 | 0.6612 | 0 | 0 | 0
| 0 |  |  |  |  | 0 | 0 | 0.0187 | 0 | 0.6612 | 0 | 0 | 0
| 0 |  |  |  |  | 0 | 0 | 0.0187 | 0 | 0.6612 | 0 | 0 | 0
| 0 |  |  |  |  | 0 | 0 | 0.0187 | 0 | 0.6612 | 0 | 0 | 0
| 0 |  |  |  |  | 0 | 0 | 0.0187 | 0 | 0.6612 | 0 | 0 | 0
| 0 |  |  |  |  | 0 | 0 | 0.0187 | 0 | 0.6612 | 0 | 0 | 0
| 0 |  |  |  |  | 0 | 0 | 0.0187 | 0 | 0.6612 | 0 | 0 | 0
| 0 |  |  |  |  | 0 | 0 | 0.0187 | 0 | 0.6612 | 0 | 0 | 0
| 0 |  |  |  |  | 0 | 0 | 0.0187 | 0 | 0.6612 | 0 | 0 | 0
| 0 |  |  |  |  | 0 | 0 | 0.0187 | 0 | 0.6612 | 0 | 0 | 0
| 0 |  |  |  |  | 0 | 0 | 0.0187 | 0 | 0.6612 | 0 | 0 | 0
| 0 |  |  |  |  | 0 | 0 | 0.0187 | 0 | 0.6612 | 0 | 0 | 0
| 0 |  |  |  |  | 0 | 0 | 0.0187 | 0 | 0.6612 | 0 | 0 | 0
| 0 |  |  |  |  | 0 | 0 | 0.0187 | 0 | 0.6612 | 0 | 0 | 0
| 0 |  |  |  |  | 0 | 0 | 0.0187 | 0 | 0.6612 | 0 | 0 | 0
| 0 |  |  |  |  | 0 | 0 | 0.0187 | 0 | 0.6612 | 0 | 0 | 0
| 0 |  |  |  |  | 0 | 0 | 0.0187 | 0 | 0.6612 | 0 | 0 | 0
| 0 |  |  |  |  | 0 | 0 | 0.0187 | 0 | 0.6612 | 0 | 0 | 0
| 0 |  |  |  |  | 0 | 0 | 0.0187 | 0 | 0.6612 | 0 | 0 | 0
| 0 |  |  |  |  | 0 | 0 | 0.0187 | 0 | 0.6612 | 0 | 0 | 0
| 0 |  |  |  |  | 0 | 0 | 0.0187 | 0 | 0.6612 | 0 | 0 | 0
| 0 |  |  |  |  | 0 | 0 | 0.0187 | 0 | 0.6612 | 0 | 0 | 0
| 0 |  |  |  |  | 0 | 0 | 0.0187 | 0 | 0.6612 | 0 | 0 | 0
| 0 |  |  |  |  | 0 | 0 | 0.0187 | 0 | 0.6612 | 0 | 0 | 0
| 0 |  |  |  |  | 0 | 0 | 0.0187 | 0 | 0.6612 | 0 | 0 | 0
| 0 |  |  |  |  | 0 | 0 | 0.0187 | 0 | 0.6612 | 0 | 0 | 0
| 0 |  |  |  |  | 0 | 0 | 0.0187 | 0 | 0.6612 | 0 | 0 | 0
| 0 |  |  |  |  | 0 | 0 | 0.0187 | 0 | 0.6612 | 0 | 0 | 0
| 0 |  |  |  |  | 0 | 0 | 0.0187 | 0 | 0.6612 | 0 | 0 | 0
| 0 |  |  |  |  | 0 | 0 | 0.0187 | 0 | 0.6612 | 0 | 0 | 0
| 0 |  |  |  |  | 0 | 0 | 0.0187 | 0 | 0.6612 | 0 | 0 | 0
| 0 |  |  |  |  | 0 | 0 | 0.0187 | 0 | 0.6612 | 0 | 0 | 0
| 0 |  |  |  |  | 0 | 0 | 0.0187 | 0 | 0.6612 | 0 | 0 | 0
| 0 |  |  |  |  | 0 | 0 | 0.0187 | 0 | 0.6612 | 0 | 0 | 0
| 0 |  |  |  |  | 0 | 0 | 0.0187 | 0 | 0.6612 | 0 | 0 | 0
| 0 |  |  |  |  | 0 | 0 | 0.0187 | 0 | 0.6612 | 0 | 0 | 0
| 0 |  |  |  |  | 0 | 0 | 0.0187 | 0 | 0.6612 | 0 | 0 | 0
| 0 |  |  |  |  | 0 | 0 | 0.0187 | 0 | 0.6612 | 0 | 0 | 0
| 0 |  |  |  |  | 0 | 0 | 0.0187 | 0 | 0.6612 | 0 | 0 | 0
| 0 |  |  |  |  | 0 | 0 | 0.0187 | 0 | 0.6612 | 0 | 0 | 0
| 0 |  |  |  |  | 0 | 0 | 0.0187 | 0 | 0.6612 | 0 | 0 | 0
| 0 |  |  |  |  | 0 | 0 | 0.0187 | 0 | 0.6612 | 0 | 0 | 0
| 0 |  |  |  |  | 0 | 0 | 0.0187 | 0 | 0.6612 | 0 | 0 | 0
| 0 |  |  |  |  | 0 | 0 | 0.0187 | 0 | 0.6612 | 0 | 0 | 0
| 0 |  |  |  |  | 0 | 0 | 0.0187 | 0 | 0.6612 | 0 | 0 | 0
| 0 |  |  |  |  | 0 | 0 | 0.0187 | 0 | 0.6612 | 0 | 0 | 0
| 0 |  |  |  |  | 0 | 0 | 0.0187 | 0 | 0.6612 | 0 | 0 | 0
| 0 |  |  |  |  | 0 | 0 | 0.0187 | 0 | 0.6612 | 0 | 0 | 0
| 0 |  |  |  |  | 0 | 0 | 0.0187 | 0 | 0.6612 | 0 | 0 | 0
| 0 |  |  |  |  | 0 | 0 | 0.0187 | 0 | 0.6612 | 0 | 0 | 0
| 0 |  |  |  |  | 0 | 0 | 0.0187 | 0 | 0.6612 | 0 | 0 | 0
| 0 |  |  |  |  | 0 | 0 | 0.0187 | 0 | 0.6612 | 0 | 0 | 0
| 0 |  |  |  |  | 0 | 0 | 0.0187 | 0 | 0.6612 | 0 | 0 | 0
| 0 |  |  |  |  | 0 | 0 | 0.0187 | 0 | 0.6612 | 0 | 0 | 0
| 0 |  |  |  |  | 0 | 0 | 0.0187 | 0 | 0.6612 | 0 | 0 | 0
| 0 |  |  |  |  | 0 | 0 | 0.0187 | 0 | 0.6612 | 0 | 0 | 0
| 0 |  |  |  |  | 0 | 0 | 0.0187 | 0 | 0.6612 | 0 | 0 | 0
| 0 |  |  |  |  | 0 | 0 | 0.0187 | 0 | 0.6612 | 0 | 0 | 0
| 0 |  |  |  |  | 0 | 0 | 0.0187 | 0 | 0.6612 | 0 | 0 | 0
| 0 |  |  |  |  | 0 | 0 | 0.0187 | 0 | 0.6612 | 0 | 0 | 0
| 0 |  |  |  |  | 0 | 0 | 0.0187 | 0 | 0.6612 | 0 | 0 | 0
| 0 |  |  |  |  | 0 | 0 | 0.0187 | 0 | 0.6612 | 0 | 0 | 0
| 0 |  |  |  |  | 0 | 0 | 0.0187 | 0 | 0.6612 | 0 | 0 | 0
| 0 |  |  |  |  | 0 | 0 | 0.0187 | 0 | 0.6612 | 0 | 0 | 0
| 0 |  |  |  |  | 0 | 0 | 0.0187 | 0 | 0.6612 | 0 | 0 | 0
| 0 |  |  |  |  | 0 | 0 | 0.0187 | 0 | 0.6612 | 0 | 0 | 0
| 0 |  |  |  |  | 0 | 0 | 0.0187 | 0 | 0.6612 | 0 | 0 | 0
| 0 |  |  |  |  | 0 | 0 | 0.0187 | 0 | 0.6612 | 0 | 0 | 0
| 0 |  |  |  |  | 0 | 0 | 0.0187 | 0 | 0.6612 | 0 | 0 | 0
| 0 |  |  |  |  | 0 | 0 | 0.0187 | 0 | 0.6612 | 0 | 0 | 0
| 0 |  |  |  |  | 0 | 0 | 0.0187 | 0 | 0.6612 | 0 | 0 | 0
| 0 |  |  |  |  | 0 | 0 | 0.0187 | 0 | 0.6612 | 0 | 0 | 0
| 0 |  |  |  |  | 0 | 0 | 0.0187 | 0 | 0.6612 | 0 | 0 | 0
| 0 |  |  |  |  | 0 | 0 | 0.0187 | 0 | 0.6612 | 0 | 0 | 0
| 0 |  |  |  |  | 0 | 0 | 0.0187 | 0 | 0.6612 | 0 | 0 | 0
| 0 |  |  |  |  | 0 | 0 | 0.0187 | 0 | 0.6612 | 0 | 0 | 0
| 0 |  |  |  |  | 0 | 0 | 0.0187 | 0 | 0.6612 | 0 | 0 | 0
| 0 |  |  |  |  | 0 | 0 | 0.0187 | 0 | 0.6612 | 0 | 0 | 0
| 0 |  |  |  |  | 0 | 0 | 0.0187 | 0 | 0.6612 | 0 | 0 | 0
| 0 |  |  |  |  | 0 | 0 | 0.0187 | 0 | 0.6612 | 0 | 0 | 0
| 0 |  |  |  |  | 0 | 0 | 0.0187 | 0 | 0.6612 | 0 | 0 | 0
| 0 |  |  |  |  | 0 | 0 | 0.0187 | 0 | 0.6612 | 0 | 0 | 0
| 0 |  |  |  |  | 0 | 0 | 0.0187 | 0 | 0.6612 | 0 | 0 | 0
| 0 |  |  |  |  | 0 | 0 | 0.0187 | 0 | 0.6612 | 0 | 0 | 0
| 0 |  |  |  |  | 0 | 0 | 0.0187 | 0 | 0.6612 | 0 | 0 | 0
| 0 |  |  |  |  | 0 | 0 | 0.0187 | 0 | 0.6612 | 0 | 0 | 0
| 0 |  |  |  |  | 0 | 0 | 0.0187 | 0 | 0.6612 | 0 | 0 | 0
| 0 |  |  |  |  | 0 | 0 | 0.0187 | 0 | 0.6612 | 0 | 0 | 0
| 0 |  |  |  |  | 0 | 0 | 0.0187 | 0 | 0.6612 | 0 | 0 | 0
| 0 |  |  |  |  | 0 | 0 | 0.0187 | 0 | 0.6612 | 0 | 0 | 0
| 0 |  |  |  |  | 0 | 0 | 0.0187 | 0 | 0.6612 | 0 | 0 | 0
| 0 |  |  |  |  | 0 | 0 | 0.0187 | 0 | 0.6612 | 0 | 0 | 0
| 0 |  |  |  |  | 0 | 0 | 0.0187 | 0 | 0.6612 | 0 | 0 | 0
| 0 |  |  |  |  | 0 | 0 | 0.0187 | 0 | 0.6612 | 0 | 0 | 0
| 0 |  |  |  |  | 0 | 0 | 0.0187 | 0 | 0.6612 | 0 | 0 | 0
| 0 |  |  |  |  | 0 | 0 | 0.0187 | 0 | 0.6612 | 0 | 0 | 0
| 0 |  |  |  |  | 0 | 0 | 0.0187 | 0 | 0.6612 | 0 | 0 | 0
| 0 |  |  |  |  | 0 | 0 | 0.0187 | 0 | 0.6612 | 0 | 0 | 0
| 0 |  |  |  |  | 0 | 0 | 0.0187 | 0 | 0.6612 | 0 | 0 | 0
| 0 |  |  |  |  | 0 | 0 | 0.0187 | 0 | 0.6612 | 0 | 0 | 0
| 0 |  |  |  |  | 0 | 0 | 0.0187 | 0 | 0.6612 | 0 | 0 | 0
| 0 |  |  |  |  | 0 | 0 | 0.0187 | 0 | 0.6612 | 0 | 0 | 0
| 0 |  |  |  |  | 0 | 0 | 0.0187 | 0 | 0.6612 | 0 | 0 | 0
| 0 |  |  |  |  | 0 | 0 | 0.0187 | 0 | 0.6612 | 0 | 0 | 0
| 0 |  |  |  |  | 0 | 0 | 0.0187 | 0 | 0.6612 | 0 | 0 | 0
| 0 |  |  |  |  | 0 | 0 | 0.0187 | 0 | 0.6612 | 0 | 0 | 0
| 0 |  |  |  |  | 0 | 0 | 0.0187 | 0 | 0.6612 | 0 | 0 | 0
| 0 |  |  |  |  | 0 | 0 | 0.0187 | 0 | 0.6612 | 0 | 0 | 0
| 0 |  |  |  |  | 0 | 0 | 0.0187 | 0 | 0.6612 | 0 | 0 | 0
| 0 |  |  |  |  | 0 | 0 | 0.0187 | 0 | 0.6612 | 0 | 0 | 0
| 0 |  |  |  |  | 0 | 0 | 0.0187 | 0 | 0.6612 | 0 | 0 | 0
| 0 |  |  |  |  | 0 | 0 | 0.0187 | 0 | 0.6612 | 0 | 0 | 0
| 0 |  |  |  |  | 0 | 0 | 0.0187 | 0 | 0.6612 | 0 | 0 | 0
| 0 |  |  |  |  | 0 | 0 | 0.0187 | 0 | 0.6612 | 0 | 0 | 0
| 0 |  |  |  |  | 0 | 0 | 0.0187 | 0 | 0.6612 | 0 | 0 | 0
| 0 |  |  |  |  | 0 | 0 | 0.0187 | 0 | 0.6612 | 0 | 0 | 0
| 0 |  |  |  |  | 0 | 0 | 0.0187 | 0 | 0.6612 | 0 | 0 | 0
| 0 |  |  |  |  | 0 | 0 | 0.0187 | 0 | 0.6612 | 0 | 0 | 0
| 0 |  |  |  |  | 0 | 0 | 0.0187 | 0 | 0.6612 | 0 | 0 | 0
| 0 |  |  |  |  | 0 | 0 | 0.0187 | 0 | 0.6612 | 0 | 0 | 0
| 0 |  |  |  |  | 0 | 0 | 0.0187 | 0 | 0.6612 | 0 | 0 | 0
| 0 |  |  |  |  | 0 | 0 | 0.0187 | 0 | 0.6612 | 0 | 0 | 0
| 0 |  |  |  |  | 0 | 0 | 0.0187 | 0 | 0.6612 | 0 | 0 | 0
| 0 |  |  |  |  | 0 | 0 | 0.0187 | 0 | 0.6612 | 0 | 0 | 0
| 0 |  |  |  |  | 0 | 0 | 0.0187 | 0 | 0.6612 | 0 | 0 | 0
| 0 |  |  |  |  | 0 | 0 | 0.0187 | 0 | 0.6612 | 0 | 0 | 0
| 0 |  |  |  |  | 0 | 0 | 0.0187 | 0 | 0.6612 | 0 | 0 | 0
| 0 |  |  |  |  | 0 | 0 | 0.0187 | 0 | 0.6612 | 0 | 0 | 0
| 0 |  |  |  |  | 0 | 0 | 0.0187 | 0 | 0.6612 | 0 | 0 | 0
| 0 |  |  |  |  | 0 | 0 | 0.0187 | 0 | 0.6612 | 0 | 0 | 0
| 0 |  |  |  |  | 0 | 0 | 0.0187 | 0 | 0.6612 | 0 | 0 | 0
| 0 |  |  |  |  | 0 | 0 | 0.0187 | 0 | 0.6612 | 0 | 0 | 0
| 0 |  |  |  |  | 0 | 0 | 0.0187 | 0 | 0.6612 | 0 | 0 | 0
| 0 |  |  |  |  | 0 | 0 | 0.0187 | 0 | 0.6612 | 0 | 0 | 0
| 0 |  |  |  |  | 0 | 0 | 0.0187 | 0 | 0.6612 | 0 | 0 | 0
| 0 |  |  |  |  | 0 | 0 | 0.0187 | 0 | 0.6612 | 0 | 0 | 0
| 0 |  |  |  |  | 0 | 0 | 0.0187 | 0 | 0.6612 | 0 | 0 | 0
| 0 |  |  |  |  | 0 | 0 | 0.0187 | 0 | 0.6612 | 0 | 0 | 0
| 0 |  |  |  |  | 0 | 0 | 0.0187 | 0 | 0.6612 | 0 | 0 | 0
| 0 |  |  |  |  | 0 | 0 | 0.0187 | 0 | 0.6612 | 0 | 0 | 0
| 0 |  |  |  |  | 0 | 0 | 0.0187 | 0 | 0.6612 | 0 | 0 | 0
| 0 |  |  |  |  | 0 | 0 | 0.0187 | 0 | 0.6612 | 0 | 0 | 0
| 0 |  |  |  |  | 0 | 0 | 0.0187 | 0 | 0.6612 | 0 | 0 | 0
| 0 |  |  |  |  | 0 | 0 | 0.0187 | 0 | 0.6612 | 0 | 0 | 0
| 0 |  |  |  |  | 0 | 0 | 0.0187 | 0 | 0.6612 | 0 | 0 | 0
| 0 |  |  |  |  | 0 | 0 | 0.0187 | 0 | 0.6612 | 0 | 0 | 0
| 0 |  |  |  |  | 0 | 0 | 0.0187 | 0 | 0.6612 | 0 | 0 | 0
| 0 |  |  |  |  | 0 | 0 | 0.0187 | 0 | 0.6612 | 0 | 0 | 0
| 0 |  |  |  |  | 0 | 0 | 0.0187 | 0 | 0.6612 | 0 | 0 | 0
| 0 |  |  |  |  | 0 | 0 | 0.0187 | 0 | 0.6612 | 0 | 0 | 0
| 0 |  |  |  |  | 0 | 0 | 0.0187 | 0 | 0.6612 | 0 | 0 | 0
| 0 |  |  |  |  | 0 | 0 | 0.0187 | 0 | 0.6612 | 0 | 0 | 0
| 0 |  |  |  |  | 0 | 0 | 0.0187 | 0 | 0.6612 | 0 | 0 | 0
| 0 |  |  |  |  | 0 | 0 | 0.0187 | 0 | 0.6612 | 0 | 0 | 0
| 0 |  |  |  |  | 0 | 0 | 0.0187 | 0 | 0.6612 | 0 | 0 | 0
| 0 |  |  |  |  | 0 | 0 | 0.0187 | 0 | 0.6612 | 0 | 0 | 0
| 0 |  |  |  |  | 0 | 0 | 0.0187 | 0 | 0.6612 | 0 | 0 | 0
| 0 |  |  |  |  | 0 | 0 | 0.0187 | 0 | 0.6612 | 0 | 0 | 0
| 0 |  |  |  |  | 0 | 0 | 0.0187 | 0 | 0.6612 | 0 | 0 | 0
| 0 |  |  |  |  | 0 | 0 | 0.0187 | 0 | 0.6612 | 0 | 0 | 0
| 0 |  |  |  |  | 0 | 0 | 0.0187 | 0 | 0.6612 | 0 | 0 | 0
| 0 |  |  |  |  | 0 | 0 | 0.0187 | 0 | 0.6612 | 0 | 0 | 0
| 0 |  |  |  |  | 0 | 0 | 0.0187 | 0 | 0.6612 | 0 | 0 | 0
| 0 |  |  |  |  | 0 | 0 | 0.0187 | 0 | 0.6612 | 0 | 0 | 0
| 0 |  |  |  |  | 0 | 0 | 0.0187 | 0 | 0.6612 | 0 | 0 | 0
| 0 |  |  |  |  | 0 | 0 | 0.0187 | 0 | 0.6612 | 0 | 0 | 0
| 0 |  |  |  |  | 0 | 0 | 0.0187 | 0 | 0.6612 | 0 | 0 | 0
| 0 |  |  |  |  | 0 | 0 | 0.0187 | 0 | 0.6612 | 0 | 0 | 0
| 0 |  |  |  |  | 0 | 0 | 0.0187 | 0 | 0.6612 | 0 | 0 | 0
| 0 |  |  |  |  | 0 | 0 | 0.0187 | 0 | 0.6612 | 0 | 0 | 0
| 0 |  |  |  |  | 0 | 0 | 0.0187 | 0 | 0.6612 | 0 | 0 | 0
| 0 |  |  |  |  | 0 | 0 | 0.0187 | 0 | 0.6612 | 0 | 0 | 0
| 0 |  |  |  |  | 0 | 0 | 0.0187 | 0 | 0.6612 | 0 | 0 | 0
| 0 |  |  |  |  | 0 | 0 | 0.0187 | 0 | 0.6612 | 0 | 0 | 0
| 0 |  |  |  |  | 0 | 0 | 0.0187 | 0 | 0.6612 | 0 | 0 | 0
| 0 |  |  |  |  | 0 | 0 | 0.0187 | 0 | 0.6612 | 0 | 0 | 0
| 0 |  |  |  |  | 0 | 0 | 0.0187 | 0 | 0.6612 | 0 | 0 | 0
| 0 |  |  |  |  | 0 | 0 | 0.0187 | 0 | 0.6612 | 0 | 0 | 0
| 0 |  |  |  |  | 0 | 0 | 0.0187 | 0 | 0.6612 | 0 | 0 | 0
| 0 |  |  |  |  | 0 | 0 | 0.0187 | 0 | 0.6612 | 0 | 0 | 0
| 0 |  |  |  |  | 0 | 0 | 0.0187 | 0 | 0.6612 | 0 | 0 | 0
| 0 |  |  |  |  | 0 | 0 | 0.0187 | 0 | 0.6612 | 0 | 0 | 0
| 0 |  |  |  |  | 0 | 0 | 0.0187 | 0 | 0.6612 | 0 | 0 | 0
| 0 |  |  |  |  | 0 | 0 | 0.0187 | 0 | 0.6612 | 0 | 0 | 0
| 0 |  |  |  |  | 0 | 0 | 0.0187 | 0 | 0.6612 | 0 | 0 | 0
| 0 |  |  |  |  | 0 | 0 | 0.0187 | 0 | 0.6612 | 0 | 0 | 0
| 0 |  |  |  |  | 0 | 0 | 0.0187 | 0 | 0.6612 | 0 | 0 | 0
| 0 |  |  |  |  | 0 | 0 | 0.0187 | 0 | 0.6612 | 0 | 0 | 0
| 0 |  |  |  |  | 0 | 0 | 0.0187 | 0 | 0.6612 | 0 | 0 | 0
| 0 |  |  |  |  | 0 | 0 | 0.0187 | 0 | 0.6612 | 0 | 0 | 0
| 0 |  |  |  |  | 0 | 0 | 0.0187 | 0 | 0.6612 | 0 | 0 | 0
| 0 |  |  |  |  | 0 | 0 | 0.0187 | 0 | 0.6612 | 0 | 0 | 0
| 0 |  |  |  |  | 0 | 0 | 0.0187 | 0 | 0.6612 | 0 | 0 | 0
| 0 |  |  |  |  | 0 | 0 | 0.0187 | 0 | 0.6612 | 0 | 0 | 0
| 0 |  |  |  |  | 0 | 0 | 0.0187 | 0 | 0.6612 | 0 | 0 | 0
| 0 |  |  |  |  | 0 | 0 | 0.0187 | 0 | 0.6612 | 0 | 0 | 0
| 0 |  |  |  |  | 0 | 0 | 0.0187 | 0 | 0.6612 | 0 | 0 | 0
| 0 |  |  |  |  | 0 | 0 | 0.0187 | 0 | 0.6612 | 0 | 0 | 0
| 0 |  |  |  |  | 0 | 0 | 0.0187 | 0 | 0.6612 | 0 | 0 | 0
| 0 |  |  |  |  | 0 | 0 | 0.0187 | 0 | 0.6612 | 0 | 0 | 0
| 0 |  |  |  |  | 0 | 0 | 0.0187 | 0 | 0.6612 | 0 | 0 | 0
| 0 |  |  |  |  | 0 | 0 | 0.0187 | 0 | 0.6612 | 0 | 0 | 0
| 0 |  |  |  |  | 0 | 0 | 0.0187 | 0 | 0.6612 | 0 | 0 | 0
| 0 |  |  |  |  | 0 | 0 | 0.0187 | 0 | 0.6612 | 0 | 0 | 0
| 0 |  |  |  |  | 0 | 0 | 0.0187 | 0 | 0.6612 | 0 | 0 | 0
| 0 |  |  |  |  | 0 | 0 | 0.0187 | 0 | 0.6612 | 0 | 0 | 0
| 0 |  |  |  |  | 0 | 0 | 0.0187 | 0 | 0.6612 | 0 | 0 | 0
| 0 |  |  |  |  | 0 | 0 | 0.0187 | 0 | 0.6612 | 0 | 0 | 0
| 0 |  |  |  |  | 0 | 0 | 0.0187 | 0 | 0.6612 | 0 | 0 | 0
| 0 |  |  |  |  | 0 | 0 | 0.0187 | 0 | 0.6612 | 0 | 0 | 0
| 0 |  |  |  |  | 0 | 0 | 0.0187 | 0 | 0.6612 | 0 | 0 | 0
| 0 |  |  |  |  | 0 | 0 | 0.0187 | 0 | 0.6612 | 0 | 0 | 0
| 0 |  |  |  |  | 0 | 0 | 0.0187 | 0 | 0.6612 | 0 | 0 | 0
| 0 |  |  |  |  | 0 | 0 | 0.0187 | 0 | 0.6612 | 0 | 0 | 0
| 0 |  |  |  |  | 0 | 0 | 0.0187 | 0 | 0.6612 | 0 | 0 | 0
| 0 |  |  |  |  | 0 | 0 | 0.0187 | 0 | 0.6612 | 0 | 0 | 0
| 0 |  |  |  |  | 0 | 0 | 0.0187 | 0 | 0.6612 | 0 | 0 | 0
| 0 |  |  |  |  | 0 | 0 | 0.0187 | 0 | 0.6612 | 0 | 0 | 0
| 0 |  |  |  |  | 0 | 0 | 0.0187 | 0 | 0.6612 | 0 | 0 | 0
| 0 |  |  |  |  | 0 | 0 | 0.0187 | 0 | 0.6612 | 0 | 0 | 0
| 0 |  |  |  |  | 0 | 0 | 0.0187 | 0 | 0.6612 | 0 | 0 | 0
| 0 |  |  |  |  | 0 | 0 | 0.0187 | 0 | 0.6612 | 0 | 0 | 0
| 0 |  |  |  |  | 0 | 0 | 0.0187 | 0 | 0.6612 | 0 | 0 | 0
| 0 |  |  |  |  | 0 | 0 | 0.0187 | 0 | 0.6612 | 0 | 0 | 0
| 0 |  |  |  |  | 0 | 0 | 0.0187 | 0 | 0.6612 | 0 | 0 | 0
| 0 |  |  |  |  | 0 | 0 | 0.0187 | 0 | 0.6612 | 0 | 0 | 0
| 0 |  |  |  |  | 0 | 0 | 0.0187 | 0 | 0.6612 | 0 | 0 | 0
| 0 |  |  |  |  | 0 | 0 | 0.0187 | 0 | 0.6612 | 0 | 0 | 0
| 0 |  |  |  |  | 0 | 0 | 0.0187 | 0 | 0.6612 | 0 | 0 | 0
| 0 |  |  |  |  | 0 | 0 | 0.0187 | 0 | 0.6612 | 0 | 0 | 0
| 0 |  |  |  |  | 0 | 0 | 0.0187 | 0 | 0.6612 | 0 | 0 | 0
| 0 |  |  |  |  | 0 | 0 | 0.0187 | 0 | 0.6612 | 0 | 0 | 0
| 0 |  |  |  |  | 0 | 0 | 0.0187 | 0 | 0.6612 | 0 | 0 | 0
| 0 |  |  |  |  | 0 | 0 | 0.0187 | 0 | 0.6612 | 0 | 0 | 0
| 0 |  |  |  |  | 0 | 0 | 0.0187 | 0 | 0.6612 | 0 | 0 | 0
| 0 |  |  |  |  | 0 | 0 | 0.0187 | 0 | 0.6612 | 0 | 0 | 0
| 0 |  |  |  |  | 0 | 0 | 0.0187 | 0 | 0.6612 | 0 | 0 | 0
| 0 |  |  |  |  | 0 | 0 | 0.0187 | 0 | 0.6612 | 0 | 0 | 0
| 0 |  |  |  |  | 0 | 0 | 0.0187 | 0 | 0.6612 | 0 | 0 | 0
| 0 |  |  |  |  | 0 | 0 | 0.0187 | 0 | 0.6612 | 0 | 0 | 0
| 0 |  |  |  |  | 0 | 0 | 0.0187 | 0 | 0.6612 | 0 | 0 | 0
| 0 |  |  |  |  | 0 | 0 | 0.0187 | 0 | 0.6612 | 0 | 0 | 0
| 0 |  |  |  |  | 0 | 0 | 0.0187 | 0 | 0.6612 | 0 | 0 | 0
| 0 |  |  |  |  | 0 | 0 | 0.0187 | 0 | 0.6612 | 0 | 0 | 0
| 0 |  |  |  |  | 0 | 0 | 0.0187 | 0 | 0.6612 | 0 | 0 | 0
| 0 |  |  |  |  | 0 | 0 | 0.0187 | 0 | 0.6612 | 0 | 0 | 0
| 0 |  |  |  |  | 0 | 0 | 0.0187 | 0 | 0.6612 | 0 | 0 | 0
| 0 |  |  |  |  | 0 | 0 | 0.0187 | 0 | 0.6612 | 0 | 0 | 0
| 0 |  |  |  |  | 0 | 0 | 0.0187 | 0 | 0.6612 | 0 | 0 | 0
| 0 |  |  |  |  | 0 | 0 | 0.0187 | 0 | 0.6612 | 0 | 0 | 0
| 0 |  |  |  |  | 0 | 0 | 0.0187 | 0 | 0.6612 | 0 | 0 | 0
| 0 |  |  |  |  | 0 | 0 | 0.0187 | 0 | 0.6612 | 0 | 0 | 0
| 0 |  |  |  |  | 0 | 0 | 0.0187 | 0 | 0.6612 | 0 | 0 | 0
| 0 |  |  |  |  | 0 | 0 | 0.0187 | 0 | 0.6612 | 0 | 0 | 0
| 0 |  |  |  |  | 0 | 0 | 0.0187 | 0 | 0.6612 | 0 | 0 | 0
| 0 |  |  |  |  | 0 | 0 | 0.0187 | 0 | 0.6612 | 0 | 0 | 0
| 0 |  |  |  |  | 0 | 0 | 0.0187 | 0 | 0.6612 | 0 | 0 | 0
| 0 |  |  |  |  | 0 | 0 | 0.0187 | 0 | 0.6612 | 0 | 0 | 0
| 0 |  |  |  |  | 0 | 0 | 0.0187 | 0 | 0.6612 | 0 | 0 | 0
| 0 |  |  |  |  | 0 | 0 | 0.0187 | 0 | 0.6612 | 0 | 0 | 0
| 0 |  |  |  |  | 0 | 0 | 0.0187 | 0 | 0.6612 | 0 | 0 | 0
| 0 |  |  |  |  | 0 | 0 | 0.0187 | 0 | 0.6612 | 0 | 0 | 0
| 0 |  |  |  |  | 0 | 0 | 0.0187 | 0 | 0.6612 | 0 | 0 | 0
| 0 |  |  |  |  | 0 | 0 | 0.0187 | 0 | 0.6612 | 0 | 0 | 0
| 0 |  |  |  |  | 0 | 0 | 0.0187 | 0 | 0.6612 | 0 | 0 | 0
| 0 |  |  |  |  | 0 | 0 | 0.0187 | 0 | 0.6612 | 0 | 0 | 0
| 0 |  |  |  |  | 0 | 0 | 0.0187 | 0 | 0.6612 | 0 | 0 | 0
| 0 |  |  |  |  | 0 | 0 | 0.0187 | 0 | 0.6612 | 0 | 0 | 0
| 0 |  |  |  |  | 0 | 0 | 0.0187 | 0 | 0.6612 | 0 | 0 | 0
| 0 |  |  |  |  | 0 | 0 | 0.0187 | 0 | 0.6612 | 0 | 0 | 0
| 0 |  |  |  |  | 0 | 0 | 0.0187 | 0 | 0.6612 | 0 | 0 | 0
| 0 |  |  |  |  | 0 | 0 | 0.0187 | 0 | 0.6612 | 0 | 0 | 0
| 0 |  |  |  |  | 0 | 0 | 0.0187 | 0 | 0.6612 | 0 | 0 | 0
| 0 |  |  |  |  | 0 | 0 | 0.0187 | 0 | 0.6612 | 0 | 0 | 0
| 0 |  |  |  |  | 0 | 0 | 0.0187 | 0 | 0.6612 | 0 | 0 | 0
| 0 |  |  |  |  | 0 | 0 | 0.0187 | 0 | 0.6612 | 0 | 0 | 0
| 0 |  |  |  |  | 0 | 0 | 0.0187 | 0 | 0.6612 | 0 | 0 | 0
| 0 |  |  |  |  | 0 | 0 | 0.0187 | 0 | 0.6612 | 0 | 0 | 0
| 0 |  |  |  |  | 0 | 0 | 0.0187 | 0 | 0.6612 | 0 | 0 | 0
| 0 |  |  |  |  | 0 | 0 | 0.0187 | 0 | 0.6612 | 0 | 0 | 0
| 0 |  |  |  |  | 0 | 0 | 0.0187 | 0 | 0.6612 | 0 | 0 | 0
| 0 |  |  |  |  | 0 | 0 | 0.0187 | 0 | 0.6612 | 0 | 0 | 0
| 0 |  |  |  |  | 0 | 0 | 0.0187 | 0 | 0.6612 | 0 | 0 | 0
| 0 |  |  |  |  | 0 | 0 | 0.0187 | 0 | 0.6612 | 0 | 0 | 0
| 0 |  |  |  |  | 0 | 0 | 0.0187 | 0 | 0.6612 | 0 | 0 | 0
| 0 |  |  |  |  | 0 | 0 | 0.0187 | 0 | 0.6612 | 0 | 0 | 0
| 0 |  |  |  |  | 0 | 0 | 0.0187 | 0 | 0.6612 | 0 | 0 | 0
| 0 |  |  |  |  | 0 | 0 | 0.0187 | 0 | 0.6612 | 0 | 0 | 0
| 0 |  |  |  |  | 0 | 0 | 0.0187 | 0 | 0.6612 | 0 | 0 | 0
| 0 |  |  |  |  | 0 | 0 | 0.0187 | 0 | 0.6612 | 0 | 0 | 0
| 0 |  |  |  |  | 0 | 0 | 0.0187 | 0 | 0.6612 | 0 | 0 | 0
| 0 |  |  |  |  | 0 | 0 | 0.0187 | 0 | 0.6612 | 0 | 0 | 0
| 0 |  |  |  |  | 0 | 0 | 0.0187 | 0 | 0.6612 | 0 | 0 | 0
| 0 |  |  |  |  | 0 | 0 | 0.0187 | 0 | 0.6612 | 0 | 0 | 0
| 0 |  |  |  |  | 0 | 0 | 0.0187 | 0 | 0.6612 | 0 | 0 | 0
| 0 |  |  |  |  | 0 | 0 | 0.0187 | 0 | 0.6612 | 0 | 0 | 0
| 0 |  |  |  |  | 0 | 0 | 0.0187 | 0 | 0.6612 | 0 | 0 | 0
| 0 |  |  |  |  | 0 | 0 | 0.0187 | 0 | 0.6612 | 0 | 0 | 0
| 0 |  |  |  |  | 0 | 0 | 0.0187 | 0 | 0.6612 | 0 | 0 | 0
| 0 |  |  |  |  | 0 | 0 | 0.0187 | 0 | 0.6612 | 0 | 0 | 0
| 0 |  |  |  |  | 0 | 0 | 0.0187 | 0 | 0.6612 | 0 | 0 | 0
| 0 |  |  |  |  | 0 | 0 | 0.0187 | 0 | 0.6612 | 0 | 0 | 0
| 0 |  |  |  |  | 0 | 0 | 0.0187 | 0 | 0.6612 | 0 | 0 | 0
| 0 |  |  |  |  | 0 | 0 | 0.0187 | 0 | 0.6612 | 0 | 0 | 0
| 0 |  |  |  |  | 0 | 0 | 0.0187 | 0 | 0.6612 | 0 | 0 | 0
| 0 |  |  |  |  | 0 | 0 | 0.0187 | 0 | 0.6612 | 0 | 0 | 0
| 0 |  |  |  |  | 0 | 0 | 0.0187 | 0 | 0.6612 | 0 | 0 | 0
| 0 |  |  |  |  | 0 | 0 | 0.0187 | 0 | 0.6612 | 0 | 0 | 0
| 0 |  |  |  |  | 0 | 0 | 0.0187 | 0 | 0.6612 | 0 | 0 | 0
| 0 |  |  |  |  | 0 | 0 | 0.0187 | 0 | 0.6612 | 0 | 0 | 0
| 0 |  |  |  |  | 0 | 0 | 0.0187 | 0 | 0.6612 | 0 | 0 | 0
| 0 |  |  |  |  | 0 | 0 | 0.0187 | 0 | 0.6612 | 0 | 0 | 0
| 0 |  |  |  |  | 0 | 0 | 0.0187 | 0 | 0.6612 | 0 | 0 | 0
| 0 |  |  |  |  | 0 | 0 | 0.0187 | 0 | 0.6612 | 0 | 0 | 0
| 0 |  |  |  |  | 0 | 0 | 0.0187 | 0 | 0.6612 | 0 | 0 | 0
| 0 |  |  |  |  | 0 | 0 | 0.0187 | 0 | 0.6612 | 0 | 0 | 0
| 0 |  |  |  |  | 0 | 0 | 0.0187 | 0 | 0.6612 | 0 | 0 | 0
| 0 |  |  |  |  | 0 | 0 | 0.0187 | 0 | 0.6612 | 0 | 0 | 0
| 0 |  |  |  |  | 0 | 0 | 0.0187 | 0 | 0.6612 | 0 | 0 | 0
| 0 |  |  |  |  | 0 | 0 | 0.0187 | 0 | 0.6612 | 0 | 0 | 0
| 0 |  |  |  |  | 0 | 0 | 0.0187 | 0 | 0.6612 | 0 | 0 | 0
| 0 |  |  |  |  | 0 | 0 | 0.0187 | 0 | 0.6612 | 0 | 0 | 0
| 0 |  |  |  |  | 0 | 0 | 0.0187 | 0 | 0.6612 | 0 | 0 | 0
| 0 |  |  |  |  | 0 | 0 | 0.0187 | 0 | 0.6612 | 0 | 0 | 0
| 0 |  |  |  |  | 0 | 0 | 0.0187 | 0 | 0.6612 | 0 | 0 | 0
| 0 |  |  |  |  | 0 | 0 | 0.0187 | 0 | 0.6612 | 0 | 0 | 0
| 0 |  |  |  |  | 0 | 0 | 0.0187 | 0 | 0.6612 | 0 | 0 | 0
| 0 |  |  |  |  | 0 | 0 | 0.0187 | 0 | 0.6612 | 0 | 0 | 0
| 0 |  |  |  |  | 0 | 0 | 0.0187 | 0 | 0.6612 | 0 | 0 | 0
| 0 |  |  |  |  | 0 | 0 | 0.0187 | 0 | 0.6612 | 0 | 0 | 0
| 0 |  |  |  |  | 0 | 0 | 0.0187 | 0 | 0.6612 | 0 | 0 | 0
| 0 |  |  |  |  | 0 | 0 | 0.0187 | 0 | 0.6612 | 0 | 0 | 0
| 0 |  |  |  |  | 0 | 0 | 0.0187 | 0 | 0.6612 | 0 | 0 | 0
| 0 |  |  |  |  | 0 | 0 | 0.0187 | 0 | 0.6612 | 0 | 0 | 0
| 0 |  |  |  |  | 0 | 0 | 0.0187 | 0 | 0.6612 | 0 | 0 | 0
| 0 |  |  |  |  | 0 | 0 | 0.0187 | 0 | 0.6612 | 0 | 0 | 0
| 0 |  |  |  |  | 0 | 0 | 0.0187 | 0 | 0.6612 | 0 | 0 | 0
| 0 |  |  |  |  | 0 | 0 | 0.0187 | 0 | 0.6612 | 0 | 0 | 0
| 0 |  |  |  |  | 0 | 0 | 0.0187 | 0 | 0.6612 | 0 | 0 | 0
| 0 |  |  |  |  | 0 | 0 | 0.0187 | 0 | 0.6612 | 0 | 0 | 0
| 0 |  |  |  |  | 0 | 0 | 0.0187 | 0 | 0.6612 | 0 | 0 | 0
| 0 |  |  |  |  | 0 | 0 | 0.0187 | 0 | 0.6612 | 0 | 0 | 0
| 0 |  |  |  |  | 0 | 0 | 0.0187 | 0 | 0.6612 | 0 | 0 | 0
| 0 |  |  |  |  | 0 | 0 | 0.0187 | 0 | 0.6612 | 0 | 0 | 0
| 0 |  |  |  |  | 0 | 0 | 0.0187 | 0 | 0.6612 | 0 | 0 | 0
| 0 |  |  |  |  | 0 | 0 | 0.0187 | 0 | 0.6612 | 0 | 0 | 0
| 0 |  |  |  |  | 0 | 0 | 0.0187 | 0 | 0.6612 | 0 | 0 | 0
| 0 |  |  |  |  | 0 | 0 | 0.0187 | 0 | 0.6612 | 0 | 0 | 0
| 0 |  |  |  |  | 0 | 0 | 0.0187 | 0 | 0.6612 | 0 | 0 | 0
| 0 |  |  |  |  | 0 | 0 | 0.0187 | 0 | 0.6612 | 0 | 0 | 0
| 0 |  |  |  |  | 0 | 0 | 0.0187 | 0 | 0.6612 | 0 | 0 | 0
| 0 |  |  |  |  | 0 | 0 | 0.0187 | 0 | 0.6612 | 0 | 0 | 0
| 0 |  |  |  |  | 0 | 0 | 0.0187 | 0 | 0.6612 | 0 | 0 | 0
| 0 |  |  |  |  | 0 | 0 | 0.0187 | 0 | 0.6612 | 0 | 0 | 0
| 0 |  |  |  |  | 0 | 0 | 0.0187 | 0 | 0.6612 | 0 | 0 | 0
| 0 |  |  |  |  | 0 | 0 | 0.0187 | 0 | 0.6612 | 0 | 0 | 0
| 0 |  |  |  |  | 0 | 0 | 0.0187 | 0 | 0.6612 | 0 | 0 | 0
| 0 |  |  |  |  | 0 | 0 | 0.0187 | 0 | 0.6612 | 0 | 0 | 0
| 0 |  |  |  |  | 0 | 0 | 0.0187 | 0 | 0.6612 | 0 | 0 | 0
| 0 |  |  |  |  | 0 | 0 | 0.0187 | 0 | 0.6612 | 0 | 0 | 0
| 0 |  |  |  |  | 0 | 0 | 0.0187 | 0 | 0.6612 | 0 | 0 | 0
| 0 |  |  |  |  | 0 | 0 | 0.0187 | 0 | 0.6612 | 0 | 0 | 0
| 0 |  |  |  |  | 0 | 0 | 0.0187 | 0 | 0.6612 | 0 | 0 | 0
| 0 |  |  |  |  | 0 | 0 | 0.0187 | 0 | 0.6612 | 0 | 0 | 0
| 0 |  |  |  |  | 0 | 0 | 0.0187 | 0 | 0.6612 | 0 | 0 | 0
| 0 |  |  |  |  | 0 | 0 | 0.0187 | 0 | 0.6612 | 0 | 0 | 0
| 0 |  |  |  |  | 0 | 0 | 0.0187 | 0 | 0.6612 | 0 | 0 | 0
| 0 |  |  |  |  | 0 | 0 | 0.0187 | 0 | 0.6612 | 0 | 0 | 0
| 0 |  |  |  |  | 0 | 0 | 0.0187 | 0 | 0.6612 | 0 | 0 | 0
| 0 |  |  |  |  | 0 | 0 | 0.0187 | 0 | 0.6612 | 0 | 0 | 0
| 0 |  |  |  |  | 0 | 0 | 0.0187 | 0 | 0.6612 | 0 | 0 | 0
| 0 |  |  |  |  | 0 | 0 | 0.0187 | 0 | 0.6612 | 0 | 0 | 0
| 0 |  |  |  |  | 0 | 0 | 0.0187 | 0 | 0.6612 | 0 | 0 | 0
| 0 |  |  |  |  | 0 | 0 | 0.0187 | 0 | 0.6612 | 0 | 0 | 0
| 0 |  |  |  |  | 0 | 0 | 0.0187 | 0 | 0.6612 | 0 | 0 | 0
| 0 |  |  |  |  | 0 | 0 | 0.0187 | 0 | 0.6612 | 0 | 0 | 0
| 0 |  |  |  |  | 0 | 0 | 0.0187 | 0 | 0.6612 | 0 | 0 | 0
| 0 |  |  |  |  | 0 | 0 | 0.0187 | 0 | 0.6612 | 0 | 0 | 0
| 0 |  |  |  |  | 0 | 0 | 0.0187 | 0 | 0.6612 | 0 | 0 | 0
| 0 |  |  |  |  | 0 | 0 | 0.0187 | 0 | 0.6612 | 0 | 0 | 0
| 0 |  |  |  |  | 0 | 0 | 0.0187 | 0 | 0.6612 | 0 | 0 | 0
| 0 |  |  |  |  | 0 | 0 | 0.0187 | 0 | 0.6612 | 0 | 0 | 0
| 0 |  |  |  |  | 0 | 0 | 0.0187 | 0 | 0.6612 | 0 | 0 | 0
| 0 |  |  |  |  | 0 | 0 | 0.0187 | 0 | 0.6612 | 0 | 0 | 0
| 0 |  |  |  |  | 0 | 0 | 0.0187 | 0 | 0.6612 | 0 | 0 | 0
| 0 |  |  |  |  | 0 | 0 | 0.0187 | 0 | 0.6612 | 0 | 0 | 0
| 0 |  |  |  |  | 0 | 0 | 0.0187 | 0 | 0.6612 | 0 | 0 | 0
| 0 |  |  |  |  | 0 | 0 | 0.0187 | 0 | 0.6612 | 0 | 0 | 0
| 0 |  |  |  |  | 0 | 0 | 0.0187 | 0 | 0.6612 | 0 | 0 | 0
| 0 |  |  |  |  | 0 | 0 | 0.0187 | 0 | 0.6612 | 0 | 0 | 0
| 0 |  |  |  |  | 0 | 0 | 0.0187 | 0 | 0.6612 | 0 | 0 | 0
| 0 |  |  |  |  | 0 | 0 | 0.0187 | 0 | 0.6612 | 0 | 0 | 0
| 0 |  |  |  |  | 0 | 0 | 0.0187 | 0 | 0.6612 | 0 | 0 | 0
| 0 |  |  |  |  | 0 | 0 | 0.0187 | 0 | 0.6612 | 0 | 0 | 0
| 0 |  |  |  |  | 0 | 0 | 0.0187 | 0 | 0.6612 | 0 | 0 | 0
| 0 |  |  |  |  | 0 | 0 | 0.0187 | 0 | 0.6612 | 0 | 0 | 0
| 0 |  |  |  |  | 0 | 0 | 0.0187 | 0 | 0.6612 | 0 | 0 | 0
| 0 |  |  |  |  | 0 | 0 | 0.0187 | 0 | 0.6612 | 0 | 0 | 0
| 0 |  |  |  |  | 0 | 0 | 0.0187 | 0 | 0.6612 | 0 | 0 | 0
| 0 |  |  |  |  | 0 | 0 | 0.0187 | 0 | 0.6612 | 0 | 0 | 0
| 0 |  |  |  |  | 0 | 0 | 0.0187 | 0 | 0.6612 | 0 | 0 | 0
| 0 |  |  |  |  | 0 | 0 | 0.0187 | 0 | 0.6612 | 0 | 0 | 0
| 0 |  |  |  |  | 0 | 0 | 0.0187 | 0 | 0.6612 | 0 | 0 | 0
| 0 |  |  |  |  | 0 | 0 | 0.0187 | 0 | 0.6612 | 0 | 0 | 0
| 0 |  |  |  |  | 0 | 0 | 0.0187 | 0 | 0.6612 | 0 | 0 | 0
| 0 |  |  |  |  | 0 | 0 | 0.0187 | 0 | 0.6612 | 0 | 0 | 0
| 0 |  |  |  |  | 0 | 0 | 0.0187 | 0 | 0.6612 | 0 | 0 | 0
| 0 |  |  |  |  | 0 | 0 | 0.0187 | 0 | 0.6612 | 0 | 0 | 0
| 0 |  |  |  |  | 0 | 0 | 0.0187 | 0 | 0.6612 | 0 | 0 | 0
| 0 |  |  |  |  | 0 | 0 | 0.0187 | 0 | 0.6612 | 0 | 0 | 0
| 0 |  |  |  |  | 0 | 0 | 0.0187 | 0 | 0.6612 | 0 | 0 | 0
| 0 |  |  |  |  | 0 | 0 | 0.0187 | 0 | 0.6612 | 0 | 0 | 0
| 0 |  |  |  |  | 0 | 0 | 0.0187 | 0 | 0.6612 | 0 | 0 | 0
| 0 |  |  |  |  | 0 | 0 | 0.0187 | 0 | 0.6612 | 0 | 0 | 0
| 0 |  |  |  |  | 0 | 0 | 0.0187 | 0 | 0.6612 | 0 | 0 | 0
| 0 |  |  |  |  | 0 | 0 | 0.0187 | 0 | 0.6612 | 0 | 0 | 0
| 0 |  |  |  |  | 0 | 0 | 0.0187 | 0 | 0.6612 | 0 | 0 | 0
| 0 |  |  |  |  | 0 | 0 | 0.0187 | 0 | 0.6612 | 0 | 0 | 0
| 0 |  |  |  |  | 0 | 0 | 0.0187 | 0 | 0.6612 | 0 | 0 | 0
| 0 |  |  |  |  | 0 | 0 | 0.0187 | 0 | 0.6612 | 0 | 0 | 0
| 0 |  |  |  |  | 0 | 0 | 0.0187 | 0 | 0.6612 | 0 | 0 | 0
| 0 |  |  |  |  | 0 | 0 | 0.0187 | 0 | 0.6612 | 0 | 0 | 0
| 0 |  |  |  |  | 0 | 0 | 0.0187 | 0 | 0.6612 | 0 | 0 | 0
| 0 |  |  |  |  | 0 | 0 | 0.0187 | 0 | 0.6612 | 0 | 0 | 0
| 0 |  |  |  |  | 0 | 0 | 0.0187 | 0 | 0.6612 | 0 | 0 | 0
| 0 |  |  |  |  | 0 | 0 | 0.0187 | 0 | 0.6612 | 0 | 0 | 0
| 0 |  |  |  |  | 0 | 0 | 0.0187 | 0 | 0.6612 | 0 | 0 | 0
| 0 |  |  |  |  | 0 | 0 | 0.0187 | 0 | 0.6612 | 0 | 0 | 0
| 0 |  |  |  |  | 0 | 0 | 0.0187 | 0 | 0.6612 | 0 | 0 | 0
| 0 |  |  |  |  | 0 | 0 | 0.0187 | 0 | 0.6612 | 0 | 0 | 0
| 0 |  |  |  |  | 0 | 0 | 0.0187 | 0 | 0.6612 | 0 | 0 | 0
| 0 |  |  |  |  | 0 | 0 | 0.0187 | 0 | 0.6612 | 0 | 0 | 0
| 0 |  |  |  |  | 0 | 0 | 0.0187 | 0 | 0.6612 | 0 | 0 | 0
| 0 |  |  |  |  | 0 | 0 | 0.0187 | 0 | 0.6612 | 0 | 0 | 0
| 0 |  |  |  |  | 0 | 0 | 0.0187 | 0 | 0.6612 | 0 | 0 | 0
| 0 |  |  |  |  | 0 | 0 | 0.0187 | 0 | 0.6612 | 0 | 0 | 0
| 0 |  |  |  |  | 0 | 0 | 0.0187 | 0 | 0.6612 | 0 | 0 | 0
| 0 |  |  |  |  | 0 | 0 | 0.0187 | 0 | 0.6612 | 0 | 0 | 0
| 0 |  |  |  |  | 0 | 0 | 0.0187 | 0 | 0.6612 | 0 | 0 | 0
| 0 |  |  |  |  | 0 | 0 | 0.0187 | 0 | 0.6612 | 0 | 0 | 0
| 0 |  |  |  |  | 0 | 0 | 0.0187 | 0 | 0.6612 | 0 | 0 | 0
| 0 |  |  |  |  | 0 | 0 | 0.0187 | 0 | 0.6612 | 0 | 0 | 0
| 0 |  |  |  |  | 0 | 0 | 0.0187 | 0 | 0.6612 | 0 | 0 | 0
| 0 |  |  |  |  | 0 | 0 | 0.0187 | 0 | 0.6612 | 0 | 0 | 0
| 0 |  |  |  |  | 0 | 0 | 0.0187 | 0 | 0.6612 | 0 | 0 | 0
| 0 |  |  |  |  | 0 | 0 | 0.0187 | 0 | 0.6612 | 0 | 0 | 0
| 0 |  |  |  |  | 0 | 0 | 0.0187 | 0 | 0.6612 | 0 | 0 | 0
| 0 |  |  |  |  | 0 | 0 | 0.0187 | 0 | 0.6612 | 0 | 0 | 0
| 0 |  |  |  |  | 0 | 0 | 0.0187 | 0 | 0.6612 | 0 | 0 | 0
| 0 |  |  |  |  | 0 | 0 | 0.0187 | 0 | 0.6612 | 0 | 0 | 0
| 0 |  |  |  |  | 0 | 0 | 0.0187 | 0 | 0.6612 | 0 | 0 | 0
| 0 |  |  |  |  | 0 | 0 | 0.0187 | 0 | 0.6612 | 0 | 0 | 0
| 0 |  |  |  |  | 0 | 0 | 0.0187 | 0 | 0.6612 | 0 | 0 | 0
| 0 |  |  |  |  | 0 | 0 | 0.0187 | 0 | 0.6612 | 0 | 0 | 0
| 0 |  |  |  |  | 0 | 0 | 0.0187 | 0 | 0.6612 | 0 | 0 | 0
| 0 |  |  |  |  | 0 | 0 | 0.0187 | 0 | 0.6612 | 0 | 0 | 0
| 0 |  |  |  |  | 0 | 0 | 0.0187 | 0 | 0.6612 | 0 | 0 | 0
| 0 |  |  |  |  | 0 | 0 | 0.0187 | 0 | 0.6612 | 0 | 0 | 0
| 0 |  |  |  |  | 0 | 0 | 0.0187 | 0 | 0.6612 | 0 | 0 | 0
| 0 |  |  |  |  | 0 | 0 | 0.0187 | 0 | 0.6612 | 0 | 0 | 0
| 0 |  |  |  |  | 0 | 0 | 0.0187 | 0 | 0.6612 | 0 | 0 | 0
| 0 |  |  |  |  | 0 | 0 | 0.0187 | 0 | 0.6612 | 0 | 0 | 0
| 0 |  |  |  |  | 0 | 0 | 0.0187 | 0 | 0.6612 | 0 | 0 | 0
| 0 |  |  |  |  | 0 | 0 | 0.0187 | 0 | 0.6612 | 0 | 0 | 0
| 0 |  |  |  |  | 0 | 0 | 0.0187 | 0 | 0.6612 | 0 | 0 | 0
| 0 |  |  |  |  | 0 | 0 | 0.0187 | 0 | 0.6612 | 0 | 0 | 0
| 0 |  |  |  |  | 0 | 0 | 0.0187 | 0 | 0.6612 | 0 | 0 | 0
| 0 |  |  |  |  | 0 | 0 | 0.0187 | 0 | 0.6612 | 0 | 0 | 0
| 0 |  |  |  |  | 0 | 0 | 0.0187 | 0 | 0.6612 | 0 | 0 | 0
| 0 |  |  |  |  | 0 | 0 | 0.0187 | 0 | 0.6612 | 0 | 0 | 0
| 0 |  |  |  |  | 0 | 0 | 0.0187 | 0 | 0.6612 | 0 | 0 | 0
| 0 |  |  |  |  | 0 | 0 | 0.0187 | 0 | 0.6612 | 0 | 0 | 0
| 0 |  |  |  |  | 0 | 0 | 0.0187 | 0 | 0.6612 | 0 | 0 | 0
| 0 |  |  |  |  | 0 | 0 | 0.0187 | 0 | 0.6612 | 0 | 0 | 0
| 0 |  |  |  |  | 0 | 0 | 0.0187 | 0 | 0.6612 | 0 | 0 | 0
| 0 |  |  |  |  | 0 | 0 | 0.0187 | 0 | 0.6612 | 0 | 0 | 0
| 0 |  |  |  |  | 0 | 0 | 0.0187 | 0 | 0.6612 | 0 | 0 | 0
| 0 |  |  |  |  | 0 | 0 | 0.0187 | 0 | 0.6612 | 0 | 0 | 0
| 0 |  |  |  |  | 0 | 0 | 0.0187 | 0 | 0.6612 | 0 | 0 | 0
| 0 |  |  |  |  | 0 | 0 | 0.0187 | 0 | 0.6612 | 0 | 0 | 0
| 0 |  |  |  |  | 0 | 0 | 0.0187 | 0 | 0.6612 | 0 | 0 | 0
| 0 |  |  |  |  | 0 | 0 | 0.0187 | 0 | 0.6612 | 0 | 0 | 0
| 0 |  |  |  |  | 0 | 0 | 0.0187 | 0 | 0.6612 | 0 | 0 | 0
| 0 |  |  |  |  | 0 | 0 | 0.0187 | 0 | 0.6612 | 0 | 0 | 0
| 0 |  |  |  |  | 0 | 0 | 0.0187 | 0 | 0.6612 | 0 | 0 | 0
| 0 |  |  |  |  | 0 | 0 | 0.0187 | 0 | 0.6612 | 0 | 0 | 0
| 0 |  |  |  |  | 0 | 0 | 0.0187 | 0 | 0.6612 | 0 | 0 | 0
| 0 |  |  |  |  | 0 | 0 | 0.0187 | 0 | 0.6612 | 0 | 0 | 0
| 0 |  |  |  |  | 0 | 0 | 0.0187 | 0 | 0.6612 | 0 | 0 | 0
| 0 |  |  |  |  | 0 | 0 | 0.0187 | 0 | 0.6612 | 0 | 0 | 0
| 0 |  |  |  |  | 0 | 0 | 0.0187 | 0 | 0.6612 | 0 | 0 | 0
| 0 |  |  |  |  | 0 | 0 | 0.0187 | 0 | 0.6612 | 0 | 0 | 0
| 0 |  |  |  |  | 0 | 0 | 0.0187 | 0 | 0.6612 | 0 | 0 | 0
| 0 |  |  |  |  | 0 | 0 | 0.0187 | 0 | 0.6612 | 0 | 0 | 0
| 0 |  |  |  |  | 0 | 0 | 0.0187 | 0 | 0.6612 | 0 | 0 | 0
| 0 |  |  |  |  | 0 | 0 | 0.0187 | 0 | 0.6612 | 0 | 0 | 0
| 0 |  |  |  |  | 0 | 0 | 0.0187 | 0 | 0.6612 | 0 | 0 | 0
| 0 |  |  |  |  | 0 | 0 | 0.0187 | 0 | 0.6612 | 0 | 0 | 0
| 0 |  |  |  |  | 0 | 0 | 0.0187 | 0 | 0.6612 | 0 | 0 | 0
| 0 |  |  |  |  | 0 | 0 | 0.0187 | 0 | 0.6612 | 0 | 0 | 0
| 0 |  |  |  |  | 0 | 0 | 0.0187 | 0 | 0.6612 | 0 | 0 | 0
| 0 |  |  |  |  | 0 | 0 | 0.0187 | 0 | 0.6612 | 0 | 0 | 0
| 0 |  |  |  |  | 0 | 0 | 0.0187 | 0 | 0.6612 | 0 | 0 | 0
| 0 |  |  |  |  | 0 | 0 | 0.0187 | 0 | 0.6612 | 0 | 0 | 0
| 0 |  |  |  |  | 0 | 0 | 0.0187 | 0 | 0.6612 | 0 | 0 | 0
| 0 |  |  |  |  | 0 | 0 | 0.0187 | 0 | 0.6612 | 0 | 0 | 0
| 0 |  |  |  |  | 0 | 0 | 0.0187 | 0 | 0.6612 | 0 | 0 | 0
| 0 |  |  |  |  | 0 | 0 | 0.0187 | 0 | 0.6612 | 0 | 0 | 0
| 0 |  |  |  |  | 0 | 0 | 0.0187 | 0 | 0.6612 | 0 | 0 | 0
| 0 |  |  |  |  | 0 | 0 | 0.0187 | 0 | 0.6612 | 0 | 0 | 0
| 0 |  |  |  |  | 0 | 0 | 0.0187 | 0 | 0.6612 | 0 | 0 | 0
| 0 |  |  |  |  | 0 | 0 | 0.0187 | 0 | 0.6612 | 0 | 0 | 0
| 0 |  |  |  |  | 0 | 0 | 0.0187 | 0 | 0.6612 | 0 | 0 | 0
| 0 |  |  |  |  | 0 | 0 | 0.0187 | 0 | 0.6612 | 0 | 0 | 0
| 0 |  |  |  |  | 0 | 0 | 0.0187 | 0 | 0.6612 | 0 | 0 | 0
| 0 |  |  |  |  | 0 | 0 | 0.0187 | 0 | 0.6612 | 0 | 0 | 0
| 0 |  |  |  |  | 0 | 0 | 0.0187 | 0 | 0.6612 | 0 | 0 | 0
| 0 |  |  |  |  | 0 | 0 | 0.0187 | 0 | 0.6612 | 0 | 0 | 0
| 0 |  |  |  |  | 0 | 0 | 0.0187 | 0 | 0.6612 | 0 | 0 | 0
| 0 |  |  |  |  | 0 | 0 | 0.0187 | 0 | 0.6612 | 0 | 0 | 0
| 0 |  |  |  |  | 0 | 0 | 0.0187 | 0 | 0.6612 | 0 | 0 | 0
| 0 |  |  |  |  | 0 | 0 | 0.0187 | 0 | 0.6612 | 0 | 0 | 0
| 0 |  |  |  |  | 0 | 0 | 0.0187 | 0 | 0.6612 | 0 | 0 | 0
| 0 |  |  |  |  | 0 | 0 | 0.0187 | 0 | 0.6612 | 0 | 0 | 0
| 0 |  |  |  |  | 0 | 0 | 0.0187 | 0 | 0.6612 | 0 | 0 | 0
| 0 |  |  |  |  | 0 | 0 | 0.0187 | 0 | 0.6612 | 0 | 0 | 0
| 0 |  |  |  |  | 0 | 0 | 0.0187 | 0 | 0.6612 | 0 | 0 | 0
| 0 |  |  |  |  | 0 | 0 | 0.0187 | 0 | 0.6612 | 0 | 0 | 0
| 0 |  |  |  |  | 0 | 0 | 0.0187 | 0 | 0.6612 | 0 | 0 | 0
| 0 |  |  |  |  | 0 | 0 | 0.0187 | 0 | 0.6612 | 0 | 0 | 0
| 0 |  |  |  |  | 0 | 0 | 0.0187 | 0 | 0.6612 | 0 | 0 | 0
| 0 |  |  |  |  | 0 | 0 | 0.0187 | 0 | 0.6612 | 0 | 0 | 0
| 0 |  |  |  |  | 0 | 0 | 0.0187 | 0 | 0.6612 | 0 | 0 | 0
| 0 |  |  |  |  | 0 | 0 | 0.0187 | 0 | 0.6612 | 0 | 0 | 0
| 0 |  |  |  |  | 0 | 0 | 0.0187 | 0 | 0.6612 | 0 | 0 | 0
| 0 |  |  |  |  | 0 | 0 | 0.0187 | 0 | 0.6612 | 0 | 0 | 0
| 0 |  |  |  |  | 0 | 0 | 0.0187 | 0 | 0.6612 | 0 | 0 | 0
| 0 |  |  |  |  | 0 | 0 | 0.0187 | 0 | 0.6612 | 0 | 0 | 0
| 0 |  |  |  |  | 0 | 0 | 0.0187 | 0 | 0.6612 | 0 | 0 | 0
| 0 |  |  |  |  | 0 | 0 | 0.0187 | 0 | 0.6612 | 0 | 0 | 0
| 0 |  |  |  |  | 0 | 0 | 0.0187 | 0 | 0.6612 | 0 | 0 | 0
| 0 |  |  |  |  | 0 | 0 | 0.0187 | 0 | 0.6612 | 0 | 0 | 0
| 0 |  |  |  |  | 0 | 0 | 0.0187 | 0 | 0.6612 | 0 | 0 | 0
| 0 |  |  |  |  | 0 | 0 | 0.0187 | 0 | 0.6612 | 0 | 0 | 0
| 0 |  |  |  |  | 0 | 0 | 0.0187 | 0 | 0.6612 | 0 | 0 | 0
| 0 |  |  |  |  | 0 | 0 | 0.0187 | 0 | 0.6612 | 0 | 0 | 0
| 0 |  |  |  |  | 0 | 0 | 0.0187 | 0 | 0.6612 | 0 | 0 | 0
| 0 |  |  |  |  | 0 | 0 | 0.0187 | 0 | 0.6612 | 0 | 0 | 0
| 0 |  |  |  |  | 0 | 0 | 0.0187 | 0 | 0.6612 | 0 | 0 | 0
| 0 |  |  |  |  | 0 | 0 | 0.0187 | 0 | 0.6612 | 0 | 0 | 0
| 0 |  |  |  |  | 0 | 0 | 0.0187 | 0 | 0.6612 | 0 | 0 | 0
| 0 |  |  |  |  | 0 | 0 | 0.0187 | 0 | 0.6612 | 0 | 0 | 0
| 0 |  |  |  |  | 0 | 0 | 0.0187 | 0 | 0.6612 | 0 | 0 | 0
| 0 |  |  |  |  | 0 | 0 | 0.0187 | 0 | 0.6612 | 0 | 0 | 0
| 0 |  |  |  |  | 0 | 0 | 0.0187 | 0 | 0.6612 | 0 | 0 | 0
| 0 |  |  |  |  | 0 | 0 | 0.0187 | 0 | 0.6612 | 0 | 0 | 0
| 0 |  |  |  |  | 0 | 0 | 0.0187 | 0 | 0.6612 | 0 | 0 | 0
| 0 |  |  |  |  | 0 | 0 | 0.0187 | 0 | 0.6612 | 0 | 0 | 0
| 0 |  |  |  |  | 0 | 0 | 0.0187 | 0 | 0.6612 | 0 | 0 | 0
| 0 |  |  |  |  | 0 | 0 | 0.0187 | 0 | 0.6612 | 0 | 0 | 0
| 0 |  |  |  |  | 0 | 0 | 0.0187 | 0 | 0.6612 | 0 | 0 | 0
| 0 |  |  |  |  | 0 | 0 | 0.0187 | 0 | 0.6612 | 0 | 0 | 0
| 0 |  |  |  |  | 0 | 0 | 0.0187 | 0 | 0.6612 | 0 | 0 | 0
| 0 |  |  |  |  | 0 | 0 | 0.0187 | 0 | 0.6612 | 0 | 0 | 0
| 0 |  |  |  |  | 0 | 0 | 0.0187 | 0 | 0.6612 | 0 | 0 | 0
| 0 |  |  |  |  | 0 | 0 | 0.0187 | 0 | 0.6612 | 0 | 0 | 0
| 0 |  |  |  |  | 0 | 0 | 0.0187 | 0 | 0.6612 | 0 | 0 | 0
| 0 |  |  |  |  | 0 | 0 | 0.0187 | 0 | 0.6612 | 0 | 0 | 0
| 0 |  |  |  |  | 0 | 0 | 0.0187 | 0 | 0.6612 | 0 | 0 | 0
| 0 |  |  |  |  | 0 | 0 | 0.0187 | 0 | 0.6612 | 0 | 0 | 0
| 0 |  |  |  |  | 0 | 0 | 0.0187 | 0 | 0.6612 | 0 | 0 | 0
| 0 |  |  |  |  | 0 | 0 | 0.0187 | 0 | 0.6612 | 0 | 0 | 0
| 0 |  |  |  |  | 0 | 0 | 0.0187 | 0 | 0.6612 | 0 | 0 | 0
| 0 |  |  |  |  | 0 | 0 | 0.0187 | 0 | 0.6612 | 0 | 0 | 0
| 0 |  |  |  |  | 0 | 0 | 0.0187 | 0 | 0.6612 | 0 | 0 | 0
| 0 |  |  |  |  | 0 | 0 | 0.0187 | 0 | 0.6612 | 0 | 0 | 0
| 0 |  |  |  |  | 0 | 0 | 0.0187 | 0 | 0.6612 | 0 | 0 | 0
| 0 |  |  |  |  | 0 | 0 | 0.0187 | 0 | 0.6612 | 0 | 0 | 0
| 0 |  |  |  |  | 0 | 0 | 0.0187 | 0 | 0.6612 | 0 | 0 | 0
| 0 |  |  |  |  | 0 | 0 | 0.0187 | 0 | 0.6612 | 0 | 0 | 0
| 0 |  |  |  |  | 0 | 0 | 0.0187 | 0 | 0.6612 | 0 | 0 | 0
| 0 |  |  |  |  | 0 | 0 | 0.0187 | 0 | 0.6612 | 0 | 0 | 0
| 0 |  |  |  |  | 0 | 0 | 0.0187 | 0 | 0.6612 | 0 | 0 | 0
| 0 |  |  |  |  | 0 | 0 | 0.0187 | 0 | 0.6612 | 0 | 0 | 0
| 0 |  |  |  |  | 0 | 0 | 0.0187 | 0 | 0.6612 | 0 | 0 | 0
| 0 |  |  |  |  | 0 | 0 | 0.0187 | 0 | 0.6612 | 0 | 0 | 0
| 0 |  |  |  |  | 0 | 0 | 0.0187 | 0 | 0.6612 | 0 | 0 | 0
| 0 |  |  |  |  | 0 | 0 | 0.0187 | 0 | 0.6612 | 0 | 0 | 0
| 0 |  |  |  |  | 0 | 0 | 0.0187 | 0 | 0.6612 | 0 | 0 | 0
| 0 |  |  |  |  | 0 | 0 | 0.0187 | 0 | 0.6612 | 0 | 0 | 0
| 0 |  |  |  |  | 0 | 0 | 0.0187 | 0 | 0.6612 | 0 | 0 | 0
| 0 |  |  |  |  | 0 | 0 | 0.0187 | 0 | 0.6612 | 0 | 0 | 0
| 0 |  |  |  |  | 0 | 0 | 0.0187 | 0 | 0.6612 | 0 | 0 | 0
| 0 |  |  |  |  | 0 | 0 | 0.0187 | 0 | 0.6612 | 0 | 0 | 0
| 0 |  |  |  |  | 0 | 0 | 0.0187 | 0 | 0.6612 | 0 | 0 | 0
| 0 |  |  |  |  | 0 | 0 | 0.0187 | 0 | 0.6612 | 0 | 0 | 0
| 0 |  |  |  |  | 0 | 0 | 0.0187 | 0 | 0.6612 | 0 | 0 | 0
| 0 |  |  |  |  | 0 | 0 | 0.0187 | 0 | 0.6612 | 0 | 0 | 0
| 0 |  |  |  |  | 0 | 0 | 0.0187 | 0 | 0.6612 | 0 | 0 | 0
| 0 |  |  |  |  | 0 | 0 | 0.0187 | 0 | 0.6612 | 0 | 0 | 0
| 0 |  |  |  |  | 0 | 0 | 0.0187 | 0 | 0.6612 | 0 | 0 | 0
| 0 |  |  |  |  | 0 | 0 | 0.0187 | 0 | 0.6612 | 0 | 0 | 0
| 0 |  |  |  |  | 0 | 0 | 0.0187 | 0 | 0.6612 | 0 | 0 | 0
| 0 |  |  |  |  | 0 | 0 | 0.0187 | 0 | 0.6612 | 0 | 0 | 0
| 0 |  |  |  |  | 0 | 0 | 0.0187 | 0 | 0.6612 | 0 | 0 | 0
| 0 |  |  |  |  | 0 | 0 | 0.0187 | 0 | 0.6612 | 0 | 0 | 0
| 0 |  |  |  |  | 0 | 0 | 0.0187 | 0 | 0.6612 | 0 | 0 | 0
| 0 |  |  |  |  | 0 | 0 | 0.0187 | 0 | 0.6612 | 0 | 0 | 0
| 0 |  |  |  |  | 0 | 0 | 0.0187 | 0 | 0.6612 | 0 | 0 | 0
| 0 |  |  |  |  | 0 | 0 | 0.0187 | 0 | 0.6612 | 0 | 0 | 0
| 0 |  |  |  |  | 0 | 0 | 0.0187 | 0 | 0.6612 | 0 | 0 | 0
| 0 |  |  |  |  | 0 | 0 | 0.0187 | 0 | 0.6612 | 0 | 0 | 0
| 0 |  |  |  |  | 0 | 0 | 0.0187 | 0 | 0.6612 | 0 | 0 | 0
| 0 |  |  |  |  | 0 | 0 | 0.0187 | 0 | 0.6612 | 0 | 0 | 0
| 0 |  |  |  |  | 0 | 0 | 0.0187 | 0 | 0.6612 | 0 | 0 | 0
| 0 |  |  |  |  | 0 | 0 | 0.0187 | 0 | 0.6612 | 0 | 0 | 0
| 0 |  |  |  |  | 0 | 0 | 0.0187 | 0 | 0.6612 | 0 | 0 | 0
| 0 |  |  |  |  | 0 | 0 | 0.0187 | 0 | 0.6612 | 0 | 0 | 0
| 0 |  |  |  |  | 0 | 0 | 0.0187 | 0 | 0.6612 | 0 | 0 | 0
| 0 |  |  |  |  | 0 | 0 | 0.0187 | 0 | 0.6612 | 0 | 0 | 0
| 0 |  |  |  |  | 0 | 0 | 0.0187 | 0 | 0.6612 | 0 | 0 | 0
| 0 |  |  |  |  | 0 | 0 | 0.0187 | 0 | 0.6612 | 0 | 0 | 0
| 0 |  |  |  |  | 0 | 0 | 0.0187 | 0 | 0.6612 | 0 | 0 | 0
| 0 |  |  |  |  | 0 | 0 | 0.0187 | 0 | 0.6612 | 0 | 0 | 0
| 0 |  |  |  |  | 0 | 0 | 0.0187 | 0 | 0.6612 | 0 | 0 | 0
| 0 |  |  |  |  | 0 | 0 | 0.0187 | 0 | 0.6612 | 0 | 0 | 0
| 0 |  |  |  |  | 0 | 0 | 0.0187 | 0 | 0.6612 | 0 | 0 | 0
| 0 |  |  |  |  | 0 | 0 | 0.0187 | 0 | 0.6612 | 0 | 0 | 0
| 0 |  |  |  |  | 0 | 0 | 0.0187 | 0 | 0.6612 | 0 | 0 | 0
| 0 |  |  |  |  | 0 | 0 | 0.0187 | 0 | 0.6612 | 0 | 0 | 0
| 0 |  |  |  |  | 0 | 0 | 0.0187 | 0 | 0.6612 | 0 | 0 | 0
| 0 |  |  |  |  | 0 | 0 | 0.0187 | 0 | 0.6612 | 0 | 0 | 0
| 0 |  |  |  |  | 0 | 0 | 0.0187 | 0 | 0.6612 | 0 | 0 | 0
| 0 |  |  |  |  | 0 | 0 | 0.0187 | 0 | 0.6612 | 0 | 0 | 0
| 0 |  |  |  |  | 0 | 0 | 0.0187 | 0 | 0.6612 | 0 | 0 | 0
| 0 |  |  |  |  | 0 | 0 | 0.0187 | 0 | 0.6612 | 0 | 0 | 0
| 0 |  |  |  |  | 0 | 0 | 0.0187 | 0 | 0.6612 | 0 | 0 | 0
| 0 |  |  |  |  | 0 | 0 | 0.0187 | 0 | 0.6612 | 0 | 0 | 0
| 0 |  |  |  |  | 0 | 0 | 0.0187 | 0 | 0.6612 | 0 | 0 | 0
| 0 |  |  |  |  | 0 | 0 | 0.0187 | 0 | 0.6612 | 0 | 0 | 0
| 0 |  |  |  |  | 0 | 0 | 0.0187 | 0 | 0.6612 | 0 | 0 | 0
| 0 |  |  |  |  | 0 | 0 | 0.0187 | 0 | 0.6612 | 0 | 0 | 0
| 0 |  |  |  |  | 0 | 0 | 0.0187 | 0 | 0.6612 | 0 | 0 | 0
| 0 |  |  |  |  | 0 | 0 | 0.0187 | 0 | 0.6612 | 0 | 0 | 0
| 0 |  |  |  |  | 0 | 0 | 0.0187 | 0 | 0.6612 | 0 | 0 | 0
| 0 |  |  |  |  | 0 | 0 | 0.0187 | 0 | 0.6612 | 0 | 0 | 0
| 0 |  |  |  |  | 0 | 0 | 0.0187 | 0 | 0.6612 | 0 | 0 | 0
| 0 |  |  |  |  | 0 | 0 | 0.0187 | 0 | 0.6612 | 0 | 0 | 0
| 0 |  |  |  |  | 0 | 0 | 0.0187 | 0 | 0.6612 | 0 | 0 | 0
| 0 |  |  |  |  | 0 | 0 | 0.0187 | 0 | 0.6612 | 0 | 0 | 0
| 0 |  |  |  |  | 0 | 0 | 0.0187 | 0 | 0.6612 | 0 | 0 | 0
| 0 |  |  |  |  | 0 | 0 | 0.0187 | 0 | 0.6612 | 0 | 0 | 0
| 0 |  |  |  |  | 0 | 0 | 0.0187 | 0 | 0.6612 | 0 | 0 | 0
| 0 |  |  |  |  | 0 | 0 | 0.0187 | 0 | 0.6612 | 0 | 0 | 0
| 0 |  |  |  |  | 0 | 0 | 0.0187 | 0 | 0.6612 | 0 | 0 | 0
| 0 |  |  |  |  | 0 | 0 | 0.0187 | 0 | 0.6612 | 0 | 0 | 0
| 0 |  |  |  |  | 0 | 0 | 0.0187 | 0 | 0.6612 | 0 | 0 | 0
| 0 |  |  |  |  | 0 | 0 | 0.0187 | 0 | 0.6612 | 0 | 0 | 0
| 0 |  |  |  |  | 0 | 0 | 0.0187 | 0 | 0.6612 | 0 | 0 | 0
| 0 |  |  |  |  | 0 | 0 | 0.0187 | 0 | 0.6612 | 0 | 0 | 0
| 0 |  |  |  |  | 0 | 0 | 0.0187 | 0 | 0.6612 | 0 | 0 | 0
| 0 |  |  |  |  | 0 | 0 | 0.0187 | 0 | 0.6612 | 0 | 0 | 0
| 0 |  |  |  |  | 0 | 0 | 0.0187 | 0 | 0.6612 | 0 | 0 | 0
| 0 |  |  |  |  | 0 | 0 | 0.0187 | 0 | 0.6612 | 0 | 0 | 0
| 0 |  |  |  |  | 0 | 0 | 0.0187 | 0 | 0.6612 | 0 | 0 | 0
| 0 |  |  |  |  | 0 | 0 | 0.0187 | 0 | 0.6612 | 0 | 0 | 0
| 0 |  |  |  |  | 0 | 0 | 0.0187 | 0 | 0.6612 | 0 | 0 | 0
| 0 |  |  |  |  | 0 | 0 | 0.0187 | 0 | 0.6612 | 0 | 0 | 0
| 0 |  |  |  |  | 0 | 0 | 0.0187 | 0 | 0.6612 | 0 | 0 | 0
| 0 |  |  |  |  | 0 | 0 | 0.0187 | 0 | 0.6612 | 0 | 0 | 0
| 0 |  |  |  |  | 0 | 0 | 0.0187 | 0 | 0.6612 | 0 | 0 | 0
| 0 |  |  |  |  | 0 | 0 | 0.0187 | 0 | 0.6612 | 0 | 0 | 0
| 0 |  |  |  |  | 0 | 0 | 0.0187 | 0 | 0.6612 | 0 | 0 | 0
| 0 |  |  |  |  | 0 | 0 | 0.0187 | 0 | 0.6612 | 0 | 0 | 0
| 0 |  |  |  |  | 0 | 0 | 0.0187 | 0 | 0.6612 | 0 | 0 | 0
| 0 |  |  |  |  | 0 | 0 | 0.0187 | 0 | 0.6612 | 0 | 0 | 0
| 0 |  |  |  |  | 0 | 0 | 0.0187 | 0 | 0.6612 | 0 | 0 | 0
| 0 |  |  |  |  | 0 | 0 | 0.0187 | 0 | 0.6612 | 0 | 0 | 0
| 0 |  |  |  |  | 0 | 0 | 0.0187 | 0 | 0.6612 | 0 | 0 | 0
| 0 |  |  |  |  | 0 | 0 | 0.0187 | 0 | 0.6612 | 0 | 0 | 0
| 0 |  |  |  |  | 0 | 0 | 0.0187 | 0 | 0.6612 | 0 | 0 | 0
| 0 |  |  |  |  | 0 | 0 | 0.0187 | 0 | 0.6612 | 0 | 0 | 0
| 0 |  |  |  |  | 0 | 0 | 0.0187 | 0 | 0.6612 | 0 | 0 | 0
| 0 |  |  |  |  | 0 | 0 | 0.0187 | 0 | 0.6612 | 0 | 0 | 0
| 0 |  |  |  |  | 0 | 0 | 0.0187 | 0 | 0.6612 | 0 | 0 | 0
| 0 |  |  |  |  | 0 | 0 | 0.0187 | 0 | 0.6612 | 0 | 0 | 0
| 0 |  |  |  |  | 0 | 0 | 0.0187 | 0 | 0.6612 | 0 | 0 | 0
| 0 |  |  |  |  | 0 | 0 | 0.0187 | 0 | 0.6612 | 0 | 0 | 0
| 0 |  |  |  |  | 0 | 0 | 0.0187 | 0 | 0.6612 | 0 | 0 | 0
| 0 |  |  |  |  | 0 | 0 | 0.0187 | 0 | 0.6612 | 0 | 0 | 0
| 0 |  |  |  |  | 0 | 0 | 0.0187 | 0 | 0.6612 | 0 | 0 | 0
| 0 |  |  |  |  | 0 | 0 | 0.0187 | 0 | 0.6612 | 0 | 0 | 0
| 0 |  |  |  |  | 0 | 0 | 0.0187 | 0 | 0.6612 | 0 | 0 | 0
| 0 |  |  |  |  | 0 | 0 | 0.0187 | 0 | 0.6612 | 0 | 0 | 0
| 0 |  |  |  |  | 0 | 0 | 0.0187 | 0 | 0.6612 | 0 | 0 | 0
| 0 |  |  |  |  | 0 | 0 | 0.0187 | 0 | 0.6612 | 0 | 0 | 0
| 0 |  |  |  |  | 0 | 0 | 0.0187 | 0 | 0.6612 | 0 | 0 | 0
| 0 |  |  |  |  | 0 | 0 | 0.0187 | 0 | 0.6612 | 0 | 0 | 0
| 0 |  |  |  |  | 0 | 0 | 0.0187 | 0 | 0.6612 | 0 | 0 | 0
| 0 |  |  |  |  | 0 | 0 | 0.0187 | 0 | 0.6612 | 0 | 0 | 0
| 0 |  |  |  |  | 0 | 0 | 0.0187 | 0 | 0.6612 | 0 | 0 | 0
| 0 |  |  |  |  | 0 | 0 | 0.0187 | 0 | 0.6612 | 0 | 0 | 0
| 0 |  |  |  |  | 0 | 0 | 0.0187 | 0 | 0.6612 | 0 | 0 | 0
| 0 |  |  |  |  | 0 | 0 | 0.0187 | 0 | 0.6612 | 0 | 0 | 0
| 0 |  |  |  |  | 0 | 0 | 0.0187 | 0 | 0.6612 | 0 | 0 | 0
| 0 |  |  |  |  | 0 | 0 | 0.0187 | 0 | 0.6612 | 0 | 0 | 0
| 0 |  |  |  |  | 0 | 0 | 0.0187 | 0 | 0.6612 | 0 | 0 | 0
| 0 |  |  |  |  | 0 | 0 | 0.0187 | 0 | 0.6612 | 0 | 0 | 0
| 0 |  |  |  |  | 0 | 0 | 0.0187 | 0 | 0.6612 | 0 | 0 | 0
| 0 |  |  |  |  | 0 | 0 | 0.0187 | 0 | 0.6612 | 0 | 0 | 0
| 0 |  |  |  |  | 0 | 0 | 0.0187 | 0 | 0.6612 | 0 | 0 | 0
| 0 |  |  |  |  | 0 | 0 | 0.0187 | 0 | 0.6612 | 0 | 0 | 0
| 0 |  |  |  |  | 0 | 0 | 0.0187 | 0 | 0.6612 | 0 | 0 | 0
| 0 |  |  |  |  | 0 | 0 | 0.0187 | 0 | 0.6612 | 0 | 0 | 0
| 0 |  |  |  |  | 0 | 0 | 0.0187 | 0 | 0.6612 | 0 | 0 | 0
| 0 |  |  |  |  | 0 | 0 | 0.0187 | 0 | 0.6612 | 0 | 0 | 0
| 0 |  |  |  |  | 0 | 0 | 0.0187 | 0 | 0.6612 | 0 | 0 | 0
| 0 |  |  |  |  | 0 | 0 | 0.0187 | 0 | 0.6612 | 0 | 0 | 0
| 0 |  |  |  |  | 0 | 0 | 0.0187 | 0 | 0.6612 | 0 | 0 | 0
| 0 |  |  |  |  | 0 | 0 | 0.0187 | 0 | 0.6612 | 0 | 0 | 0
| 0 |  |  |  |  | 0 | 0 | 0.0187 | 0 | 0.6612 | 0 | 0 | 0
| 0 |  |  |  |  | 0 | 0 | 0.0187 | 0 | 0.6612 | 0 | 0 | 0
| 0 |  |  |  |  | 0 | 0 | 0.0187 | 0 | 0.6612 | 0 | 0 | 0
| 0 |  |  |  |  | 0 | 0 | 0.0187 | 0 | 0.6612 | 0 | 0 | 0
| 0 |  |  |  |  | 0 | 0 | 0.0187 | 0 | 0.6612 | 0 | 0 | 0
| 0 |  |  |  |  | 0 | 0 | 0.0187 | 0 | 0.6612 | 0 | 0 | 0
| 0 |  |  |  |  | 0 | 0 | 0.0187 | 0 | 0.6612 | 0 | 0 | 0
| 0 |  |  |  |  | 0 | 0 | 0.0187 | 0 | 0.6612 | 0 | 0 | 0
| 0 |  |  |  |  | 0 | 0 | 0.0187 | 0 | 0.6612 | 0 | 0 | 0
| 0 |  |  |  |  | 0 | 0 | 0.0187 | 0 | 0.6612 | 0 | 0 | 0
| 0 |  |  |  |  | 0 | 0 | 0.0187 | 0 | 0.6612 | 0 | 0 | 0
| 0 |  |  |  |  | 0 | 0 | 0.0187 | 0 | 0.6612 | 0 | 0 | 0
| 0 |  |  |  |  | 0 | 0 | 0.0187 | 0 | 0.6612 | 0 | 0 | 0
| 0 |  |  |  |  | 0 | 0 | 0.0187 | 0 | 0.6612 | 0 | 0 | 0
| 0 |  |  |  |  | 0 | 0 | 0.0187 | 0 | 0.6612 | 0 | 0 | 0
| 0 |  |  |  |  | 0 | 0 | 0.0187 | 0 | 0.6612 | 0 | 0 | 0
| 0 |  |  |  |  | 0 | 0 | 0.0187 | 0 | 0.6612 | 0 | 0 | 0
| 0 |  |  |  |  | 0 | 0 | 0.0187 | 0 | 0.6612 | 0 | 0 | 0
| 0 |  |  |  |  | 0 | 0 | 0.0187 | 0 | 0.6612 | 0 | 0 | 0
| 0 |  |  |  |  | 0 | 0 | 0.0187 | 0 | 0.6612 | 0 | 0 | 0
| 0 |  |  |  |  | 0 | 0 | 0.0187 | 0 | 0.6612 | 0 | 0 | 0
| 0 |  |  |  |  | 0 | 0 | 0.0187 | 0 | 0.6612 | 0 | 0 | 0
| 0 |  |  |  |  | 0 | 0 | 0.0187 | 0 | 0.6612 | 0 | 0 | 0
| 0 |  |  |  |  | 0 | 0 | 0.0187 | 0 | 0.6612 | 0 | 0 | 0
| 0 |  |  |  |  | 0 | 0 | 0.0187 | 0 | 0.6612 | 0 | 0 | 0
| 0 |  |  |  |  | 0 | 0 | 0.0187 | 0 | 0.6612 | 0 | 0 | 0
| 0 |  |  |  |  | 0 | 0 | 0.0187 | 0 | 0.6612 | 0 | 0 | 0
| 0 |  |  |  |  | 0 | 0 | 0.0187 | 0 | 0.6612 | 0 | 0 | 0
| 0 |  |  |  |  | 0 | 0 | 0.0187 | 0 | 0.6612 | 0 | 0 | 0
| 0 |  |  |  |  | 0 | 0 | 0.0187 | 0 | 0.6612 | 0 | 0 | 0
| 0 |  |  |  |  | 0 | 0 | 0.0187 | 0 | 0.6612 | 0 | 0 | 0
| 0 |  |  |  |  | 0 | 0 | 0.0187 | 0 | 0.6612 | 0 | 0 | 0
| 0 |  |  |  |  | 0 | 0 | 0.0187 | 0 | 0.6612 | 0 | 0 | 0
| 0 |  |  |  |  | 0 | 0 | 0.0187 | 0 | 0.6612 | 0 | 0 | 0
| 0 |  |  |  |  | 0 | 0 | 0.0187 | 0 | 0.6612 | 0 | 0 | 0
| 0 |  |  |  |  | 0 | 0 | 0.0187 | 0 | 0.6612 | 0 | 0 | 0
| 0 |  |  |  |  | 0 | 0 | 0.0187 | 0 | 0.6612 | 0 | 0 | 0
| 0 |  |  |  |  | 0 | 0 | 0.0187 | 0 | 0.6612 | 0 | 0 | 0
| 0 |  |  |  |  | 0 | 0 | 0.0187 | 0 | 0.6612 | 0 | 0 | 0
| 0 |  |  |  |  | 0 | 0 | 0.0187 | 0 | 0.6612 | 0 | 0 | 0
| 0 |  |  |  |  | 0 | 0 | 0.0187 | 0 | 0.6612 | 0 | 0 | 0
| 0 |  |  |  |  | 0 | 0 | 0.0187 | 0 | 0.6612 | 0 | 0 | 0
| 0 |  |  |  |  | 0 | 0 | 0.0187 | 0 | 0.6612 | 0 | 0 | 0
| 0 |  |  |  |  | 0 | 0 | 0.0187 | 0 | 0.6612 | 0 | 0 | 0
| 0 |  |  |  |  | 0 | 0 | 0.0187 | 0 | 0.6612 | 0 | 0 | 0
| 0 |  |  |  |  | 0 | 0 | 0.0187 | 0 | 0.6612 | 0 | 0 | 0
| 0 |  |  |  |  | 0 | 0 | 0.0187 | 0 | 0.6612 | 0 | 0 | 0
| 0 |  |  |  |  | 0 | 0 | 0.0187 | 0 | 0.6612 | 0 | 0 | 0
| 0 |  |  |  |  | 0 | 0 | 0.0187 | 0 | 0.6612 | 0 | 0 | 0
| 0 |  |  |  |  | 0 | 0 | 0.0187 | 0 | 0.6612 | 0 | 0 | 0
| 0 |  |  |  |  | 0 | 0 | 0.0187 | 0 | 0.6612 | 0 | 0 | 0
| 0 |  |  |  |  | 0 | 0 | 0.0187 | 0 | 0.6612 | 0 | 0 | 0
| 0 |  |  |  |  | 0 | 0 | 0.0187 | 0 | 0.6612 | 0 | 0 | 0
| 0 |  |  |  |  | 0 | 0 | 0.0187 | 0 | 0.6612 | 0 | 0 | 0
| 0 |  |  |  |  | 0 | 0 | 0.0187 | 0 | 0.6612 | 0 | 0 | 0
| 0 |  |  |  |  | 0 | 0 | 0.0187 | 0 | 0.6612 | 0 | 0 | 0
| 0 |  |  |  |  | 0 | 0 | 0.0187 | 0 | 0.6612 | 0 | 0 | 0
| 0 |  |  |  |  | 0 | 0 | 0.0187 | 0 | 0.6612 | 0 | 0 | 0
| 0 |  |  |  |  | 0 | 0 | 0.0187 | 0 | 0.6612 | 0 | 0 | 0
| 0 |  |  |  |  | 0 | 0 | 0.0187 | 0 | 0.6612 | 0 | 0 | 0
| 0 |  |  |  |  | 0 | 0 | 0.0187 | 0 | 0.6612 | 0 | 0 | 0
| 0 |  |  |  |  | 0 | 0 | 0.0187 | 0 | 0.6612 | 0 | 0 | 0
| 0 |  |  |  |  | 0 | 0 | 0.0187 | 0 | 0.6612 | 0 | 0 | 0
| 0 |  |  |  |  | 0 | 0 | 0.0187 | 0 | 0.6612 | 0 | 0 | 0
| 0 |  |  |  |  | 0 | 0 | 0.0187 | 0 | 0.6612 | 0 | 0 | 0
| 0 |  |  |  |  | 0 | 0 | 0.0187 | 0 | 0.6612 | 0 | 0 | 0
| 0 |  |  |  |  | 0 | 0 | 0.0187 | 0 | 0.6612 | 0 | 0 | 0
| 0 |  |  |  |  | 0 | 0 | 0.0187 | 0 | 0.6612 | 0 | 0 | 0
| 0 |  |  |  |  | 0 | 0 | 0.0187 | 0 | 0.6612 | 0 | 0 | 0
| 0 |  |  |  |  | 0 | 0 | 0.0187 | 0 | 0.6612 | 0 | 0 | 0
| 0 |  |  |  |  | 0 | 0 | 0.0187 | 0 | 0.6612 | 0 | 0 | 0
| 0 |  |  |  |  | 0 | 0 | 0.0187 | 0 | 0.6612 | 0 | 0 | 0
| 0 |  |  |  |  | 0 | 0 | 0.0187 | 0 | 0.6612 | 0 | 0 | 0
| 0 |  |  |  |  | 0 | 0 | 0.0187 | 0 | 0.6612 | 0 | 0 | 0
| 0 |  |  |  |  | 0 | 0 | 0.0187 | 0 | 0.6612 | 0 | 0 | 0
| 0 |  |  |  |  | 0 | 0 | 0.0187 | 0 | 0.6612 | 0 | 0 | 0
| 0 |  |  |  |  | 0 | 0 | 0.0187 | 0 | 0.6612 | 0 | 0 | 0
| 0 |  |  |  |  | 0 | 0 | 0.0187 | 0 | 0.6612 | 0 | 0 | 0
| 0 |  |  |  |  | 0 | 0 | 0.0187 | 0 | 0.6612 | 0 | 0 | 0
| 0 |  |  |  |  | 0 | 0 | 0.0187 | 0 | 0.6612 | 0 | 0 | 0
| 0 |  |  |  |  | 0 | 0 | 0.0187 | 0 | 0.6612 | 0 | 0 | 0
| 0 |  |  |  |  | 0 | 0 | 0.0187 | 0 | 0.6612 | 0 | 0 | 0
| 0 |  |  |  |  | 0 | 0 | 0.0187 | 0 | 0.6612 | 0 | 0 | 0
| 0 |  |  |  |  | 0 | 0 | 0.0187 | 0 | 0.6612 | 0 | 0 | 0
| 0 |  |  |  |  | 0 | 0 | 0.0187 | 0 | 0.6612 | 0 | 0 | 0
| 0 |  |  |  |  | 0 | 0 | 0.0187 | 0 | 0.6612 | 0 | 0 | 0
| 0 |  |  |  |  | 0 | 0 | 0.0187 | 0 | 0.6612 | 0 | 0 | 0
| 0 |  |  |  |  | 0 | 0 | 0.0187 | 0 | 0.6612 | 0 | 0 | 0
| 0 |  |  |  |  | 0 | 0 | 0.0187 | 0 | 0.6612 | 0 | 0 | 0
| 0 |  |  |  |  | 0 | 0 | 0.0187 | 0 | 0.6612 | 0 | 0 | 0
| 0 |  |  |  |  | 0 | 0 | 0.0187 | 0 | 0.6612 | 0 | 0 | 0
| 0 |  |  |  |  | 0 | 0 | 0.0187 | 0 | 0.6612 | 0 | 0 | 0
| 0 |  |  |  |  | 0 | 0 | 0.0187 | 0 | 0.6612 | 0 | 0 | 0
| 0 |  |  |  |  | 0 | 0 | 0.0187 | 0 | 0.6612 | 0 | 0 | 0
| 0 |  |  |  |  | 0 | 0 | 0.0187 | 0 | 0.6612 | 0 | 0 | 0
| 0 |  |  |  |  | 0 | 0 | 0.0187 | 0 | 0.6612 | 0 | 0 | 0
| 0 |  |  |  |  | 0 | 0 | 0.0187 | 0 | 0.6612 | 0 | 0 | 0
| 0 |  |  |  |  | 0 | 0 | 0.0187 | 0 | 0.6612 | 0 | 0 | 0
| 0 |  |  |  |  | 0 | 0 | 0.0187 | 0 | 0.6612 | 0 | 0 | 0
| 0 |  |  |  |  | 0 | 0 | 0.0187 | 0 | 0.6612 | 0 | 0 | 0
| 0 |  |  |  |  | 0 | 0 | 0.0187 | 0 | 0.6612 | 0 | 0 | 0
| 0 |  |  |  |  | 0 | 0 | 0.0187 | 0 | 0.6612 | 0 | 0 | 0
| 0 |  |  |  |  | 0 | 0 | 0.0187 | 0 | 0.6612 | 0 | 0 | 0
| 0 |  |  |  |  | 0 | 0 | 0.0187 | 0 | 0.6612 | 0 | 0 | 0
| 0 |  |  |  |  | 0 | 0 | 0.0187 | 0 | 0.6612 | 0 | 0 | 0
| 0 |  |  |  |  | 0 | 0 | 0.0187 | 0 | 0.6612 | 0 | 0 | 0
| 0 |  |  |  |  | 0 | 0 | 0.0187 | 0 | 0.6612 | 0 | 0 | 0
| 0 |  |  |  |  | 0 | 0 | 0.0187 | 0 | 0.6612 | 0 | 0 | 0
| 0 |  |  |  |  | 0 | 0 | 0.0187 | 0 | 0.6612 | 0 | 0 | 0
| 0 |  |  |  |  | 0 | 0 | 0.0187 | 0 | 0.6612 | 0 | 0 | 0
| 0 |  |  |  |  | 0 | 0 | 0.0187 | 0 | 0.6612 | 0 | 0 | 0
| 0 |  |  |  |  | 0 | 0 | 0.0187 | 0 | 0.6612 | 0 | 0 | 0
| 0 |  |  |  |  | 0 | 0 | 0.0187 | 0 | 0.6612 | 0 | 0 | 0
| 0 |  |  |  |  | 0 | 0 | 0.0187 | 0 | 0.6612 | 0 | 0 | 0
| 0 |  |  |  |  | 0 | 0 | 0.0187 | 0 | 0.6612 | 0 | 0 | 0
| 0 |  |  |  |  | 0 | 0 | 0.0187 | 0 | 0.6612 | 0 | 0 | 0
| 0 |  |  |  |  | 0 | 0 | 0.0187 | 0 | 0.6612 | 0 | 0 | 0
| 0 |  |  |  |  | 0 | 0 | 0.0187 | 0 | 0.6612 | 0 | 0 | 0
| 0 |  |  |  |  | 0 | 0 | 0.0187 | 0 | 0.6612 | 0 | 0 | 0
| 0 |  |  |  |  | 0 | 0 | 0.0187 | 0 | 0.6612 | 0 | 0 | 0
| 0 |  |  |  |  | 0 | 0 | 0.0187 | 0 | 0.6612 | 0 | 0 | 0
| 0 |  |  |  |  | 0 | 0 | 0.0187 | 0 | 0.6612 | 0 | 0 | 0
| 0 |  |  |  |  | 0 | 0 | 0.0187 | 0 | 0.6612 | 0 | 0 | 0
| 0 |  |  |  |  | 0 | 0 | 0.0187 | 0 | 0.6612 | 0 | 0 | 0
| 0 |  |  |  |  | 0 | 0 | 0.0187 | 0 | 0.6612 | 0 | 0 | 0
| 0 |  |  |  |  | 0 | 0 | 0.0187 | 0 | 0.6612 | 0 | 0 | 0
| 0 |  |  |  |  | 0 | 0 | 0.0187 | 0 | 0.6612 | 0 | 0 | 0
| 0 |  |  |  |  | 0 | 0 | 0.0187 | 0 | 0.6612 | 0 | 0 | 0
| 0 |  |  |  |  | 0 | 0 | 0.0187 | 0 | 0.6612 | 0 | 0 | 0
| 0 |  |  |  |  | 0 | 0 | 0.0187 | 0 | 0.6612 | 0 | 0 | 0
| 0 |  |  |  |  | 0 | 0 | 0.0187 | 0 | 0.6612 | 0 | 0 | 0
| 0 |  |  |  |  | 0 | 0 | 0.0187 | 0 | 0.6612 | 0 | 0 | 0
| 0 |  |  |  |  | 0 | 0 | 0.0187 | 0 | 0.6612 | 0 | 0 | 0
| 0 |  |  |  |  | 0 | 0 | 0.0187 | 0 | 0.6612 | 0 | 0 | 0
| 0 |  |  |  |  | 0 | 0 | 0.0187 | 0 | 0.6612 | 0 | 0 | 0
| 0 |  |  |  |  | 0 | 0 | 0.0187 | 0 | 0.6612 | 0 | 0 | 0
| 0 |  |  |  |  | 0 | 0 | 0.0187 | 0 | 0.6612 | 0 | 0 | 0
| 0 |  |  |  |  | 0 | 0 | 0.0187 | 0 | 0.6612 | 0 | 0 | 0
| 0 |  |  |  |  | 0 | 0 | 0.0187 | 0 | 0.6612 | 0 | 0 | 0
| 0 |  |  |  |  | 0 | 0 | 0.0187 | 0 | 0.6612 | 0 | 0 | 0
| 0 |  |  |  |  | 0 | 0 | 0.0187 | 0 | 0.6612 | 0 | 0 | 0
| 0 |  |  |  |  | 0 | 0 | 0.0187 | 0 | 0.6612 | 0 | 0 | 0
| 0 |  |  |  |  | 0 | 0 | 0.0187 | 0 | 0.6612 | 0 | 0 | 0
| 0 |  |  |  |  | 0 | 0 | 0.0187 | 0 | 0.6612 | 0 | 0 | 0
| 0 |  |  |  |  | 0 | 0 | 0.0187 | 0 | 0.6612 | 0 | 0 | 0
| 0 |  |  |  |  | 0 | 0 | 0.0187 | 0 | 0.6612 | 0 | 0 | 0
| 0 |  |  |  |  | 0 | 0 | 0.0187 | 0 | 0.6612 | 0 | 0 | 0
| 0 |  |  |  |  | 0 | 0 | 0.0187 | 0 | 0.6612 | 0 | 0 | 0
| 0 |  |  |  |  | 0 | 0 | 0.0187 | 0 | 0.6612 | 0 | 0 | 0
| 0 |  |  |  |  | 0 | 0 | 0.0187 | 0 | 0.6612 | 0 | 0 | 0
| 0 |  |  |  |  | 0 | 0 | 0.0187 | 0 | 0.6612 | 0 | 0 | 0
| 0 |  |  |  |  | 0 | 0 | 0.0187 | 0 | 0.6612 | 0 | 0 | 0
| 0 |  |  |  |  | 0 | 0 | 0.0187 | 0 | 0.6612 | 0 | 0 | 0
| 0 |  |  |  |  | 0 | 0 | 0.0187 | 0 | 0.6612 | 0 | 0 | 0
| 0 |  |  |  |  | 0 | 0 | 0.0187 | 0 | 0.6612 | 0 | 0 | 0
| 0 |  |  |  |  | 0 | 0 | 0.0187 | 0 | 0.6612 | 0 | 0 | 0
| 0 |  |  |  |  | 0 | 0 | 0.0187 | 0 | 0.6612 | 0 | 0 | 0
| 0 |  |  |  |  | 0 | 0 | 0.0187 | 0 | 0.6612 | 0 | 0 | 0
| 0 |  |  |  |  | 0 | 0 | 0.0187 | 0 | 0.6612 | 0 | 0 | 0
| 0 |  |  |  |  | 0 | 0 | 0.0187 | 0 | 0.6612 | 0 | 0 | 0
| 0 |  |  |  |  | 0 | 0 | 0.0187 | 0 | 0.6612 | 0 | 0 | 0
| 0 |  |  |  |  | 0 | 0 | 0.0187 | 0 | 0.6612 | 0 | 0 | 0
| 0 |  |  |  |  | 0 | 0 | 0.0187 | 0 | 0.6612 | 0 | 0 | 0
| 0 |  |  |  |  | 0 | 0 | 0.0187 | 0 | 0.6612 | 0 | 0 | 0
| 0 |  |  |  |  | 0 | 0 | 0.0187 | 0 | 0.6612 | 0 | 0 | 0
| 0 |  |  |  |  | 0 | 0 | 0.0187 | 0 | 0.6612 | 0 | 0 | 0
| 0 |  |  |  |  | 0 | 0 | 0.0187 | 0 | 0.6612 | 0 | 0 | 0
| 0 |  |  |  |  | 0 | 0 | 0.0187 | 0 | 0.6612 | 0 | 0 | 0
| 0 |  |  |  |  | 0 | 0 | 0.0187 | 0 | 0.6612 | 0 | 0 | 0
| 0 |  |  |  |  | 0 | 0 | 0.0187 | 0 | 0.6612 | 0 | 0 | 0
| 0 |  |  |  |  | 0 | 0 | 0.0187 | 0 | 0.6612 | 0 | 0 | 0
| 0 |  |  |  |  | 0 | 0 | 0.0187 | 0 | 0.6612 | 0 | 0 | 0
| 0 |  |  |  |  | 0 | 0 | 0.0187 | 0 | 0.6612 | 0 | 0 | 0
| 0 |  |  |  |  | 0 | 0 | 0.0187 | 0 | 0.6612 | 0 | 0 | 0
| 0 |  |  |  |  | 0 | 0 | 0.0187 | 0 | 0.6612 | 0 | 0 | 0
| 0 |  |  |  |  | 0 | 0 | 0.0187 | 0 | 0.6612 | 0 | 0 | 0
| 0 |  |  |  |  | 0 | 0 | 0.0187 | 0 | 0.6612 | 0 | 0 | 0
| 0 |  |  |  |  | 0 | 0 | 0.0187 | 0 | 0.6612 | 0 | 0 | 0
| 0 |  |  |  |  | 0 | 0 | 0.0187 | 0 | 0.6612 | 0 | 0 | 0
| 0 |  |  |  |  | 0 | 0 | 0.0187 | 0 | 0.6612 | 0 | 0 | 0
| 0 |  |  |  |  | 0 | 0 | 0.0187 | 0 | 0.6612 | 0 | 0 | 0
| 0 |  |  |  |  | 0 | 0 | 0.0187 | 0 | 0.6612 | 0 | 0 | 0
| 0 |  |  |  |  | 0 | 0 | 0.0187 | 0 | 0.6612 | 0 | 0 | 0
| 0 |  |  |  |  | 0 | 0 | 0.0187 | 0 | 0.6612 | 0 | 0 | 0
| 0 |  |  |  |  | 0 | 0 | 0.0187 | 0 | 0.6612 | 0 | 0 | 0
| 0 |  |  |  |  | 0 | 0 | 0.0187 | 0 | 0.6612 | 0 | 0 | 0
| 0 |  |  |  |  | 0 | 0 | 0.0187 | 0 | 0.6612 | 0 | 0 | 0
| 0 |  |  |  |  | 0 | 0 | 0.0187 | 0 | 0.6612 | 0 | 0 | 0
| 0 |  |  |  |  | 0 | 0 | 0.0187 | 0 | 0.6612 | 0 | 0 | 0
| 0 |  |  |  |  | 0 | 0 | 0.0187 | 0 | 0.6612 | 0 | 0 | 0
| 0 |  |  |  |  | 0 | 0 | 0.0187 | 0 | 0.6612 | 0 | 0 | 0
| 0 |  |  |  |  | 0 | 0 | 0.0187 | 0 | 0.6612 | 0 | 0 | 0
| 0 |  |  |  |  | 0 | 0 | 0.0187 | 0 | 0.6612 | 0 | 0 | 0
| 0 |  |  |  |  | 0 | 0 | 0.0187 | 0 | 0.6612 | 0 | 0 | 0
| 0 |  |  |  |  | 0 | 0 | 0.0187 | 0 | 0.6612 | 0 | 0 | 0
| 0 |  |  |  |  | 0 | 0 | 0.0187 | 0 | 0.6612 | 0 | 0 | 0
| 0 |  |  |  |  | 0 | 0 | 0.0187 | 0 | 0.6612 | 0 | 0 | 0
| 0 |  |  |  |  | 0 | 0 | 0.0187 | 0 | 0.6612 | 0 | 0 | 0
| 0 |  |  |  |  | 0 | 0 | 0.0187 | 0 | 0.6612 | 0 | 0 | 0
| 0 |  |  |  |  | 0 | 0 | 0.0187 | 0 | 0.6612 | 0 | 0 | 0
| 0 |  |  |  |  | 0 | 0 | 0.0187 | 0 | 0.6612 | 0 | 0 | 0
| 0 |  |  |  |  | 0 | 0 | 0.0187 | 0 | 0.6612 | 0 | 0 | 0
| 0 |  |  |  |  | 0 | 0 | 0.0187 | 0 | 0.6612 | 0 | 0 | 0
| 0 |  |  |  |  | 0 | 0 | 0.0187 | 0 | 0.6612 | 0 | 0 | 0
| 0 |  |  |  |  | 0 | 0 | 0.0187 | 0 | 0.6612 | 0 | 0 | 0
| 0 |  |  |  |  | 0 | 0 | 0.0187 | 0 | 0.6612 | 0 | 0 | 0
| 0 |  |  |  |  | 0 | 0 | 0.0187 | 0 | 0.6612 | 0 | 0 | 0
| 0 |  |  |  |  | 0 | 0 | 0.0187 | 0 | 0.6612 | 0 | 0 | 0
| 0 |  |  |  |  | 0 | 0 | 0.0187 | 0 | 0.6612 | 0 | 0 | 0
| 0 |  |  |  |  | 0 | 0 | 0.0187 | 0 | 0.6612 | 0 | 0 | 0
| 0 |  |  |  |  | 0 | 0 | 0.0187 | 0 | 0.6612 | 0 | 0 | 0
| 0 |  |  |  |  | 0 | 0 | 0.0187 | 0 | 0.6612 | 0 | 0 | 0
| 0 |  |  |  |  | 0 | 0 | 0.0187 | 0 | 0.6612 | 0 | 0 | 0
| 0 |  |  |  |  | 0 | 0 | 0.0187 | 0 | 0.6612 | 0 | 0 | 0
| 0 |  |  |  |  | 0 | 0 | 0.0187 | 0 | 0.6612 | 0 | 0 | 0
| 0 |  |  |  |  | 0 | 0 | 0.0187 | 0 | 0.6612 | 0 | 0 | 0
| 0 |  |  |  |  | 0 | 0 | 0.0187 | 0 | 0.6612 | 0 | 0 | 0
| 0 |  |  |  |  | 0 | 0 | 0.0187 | 0 | 0.6612 | 0 | 0 | 0
| 0 |  |  |  |  | 0 | 0 | 0.0187 | 0 | 0.6612 | 0 | 0 | 0
| 0 |  |  |  |  | 0 | 0 | 0.0187 | 0 | 0.6612 | 0 | 0 | 0
| 0 |  |  |  |  | 0 | 0 | 0.0187 | 0 | 0.6612 | 0 | 0 | 0
| 0 |  |  |  |  | 0 | 0 | 0.0187 | 0 | 0.6612 | 0 | 0 | 0
| 0 |  |  |  |  | 0 | 0 | 0.0187 | 0 | 0.6612 | 0 | 0 | 0
| 0 |  |  |  |  | 0 | 0 | 0.0187 | 0 | 0.6612 | 0 | 0 | 0
| 0 |  |  |  |  | 0 | 0 | 0.0187 | 0 | 0.6612 | 0 | 0 | 0
| 0 |  |  |  |  | 0 | 0 | 0.0187 | 0 | 0.6612 | 0 | 0 | 0
| 0 |  |  |  |  | 0 | 0 | 0.0187 | 0 | 0.6612 | 0 | 0 | 0
| 0 |  |  |  |  | 0 | 0 | 0.0187 | 0 | 0.6612 | 0 | 0 | 0
| 0 |  |  |  |  | 0 | 0 | 0.0187 | 0 | 0.6612 | 0 | 0 | 0
| 0 |  |  |  |  | 0 | 0 | 0.0187 | 0 | 0.6612 | 0 | 0 | 0
| 0 |  |  |  |  | 0 | 0 | 0.0187 | 0 | 0.6612 | 0 | 0 | 0
| 0 |  |  |  |  | 0 | 0 | 0.0187 | 0 | 0.6612 | 0 | 0 | 0
| 0 |  |  |  |  | 0 | 0 | 0.0187 | 0 | 0.6612 | 0 | 0 | 0
| 0 |  |  |  |  | 0 | 0 | 0.0187 | 0 | 0.6612 | 0 | 0 | 0
| 0 |  |  |  |  | 0 | 0 | 0.0187 | 0 | 0.6612 | 0 | 0 | 0
| 0 |  |  |  |  | 0 | 0 | 0.0187 | 0 | 0.6612 | 0 | 0 | 0
| 0 |  |  |  |  | 0 | 0 | 0.0187 | 0 | 0.6612 | 0 | 0 | 0
| 0 |  |  |  |  | 0 | 0 | 0.0187 | 0 | 0.6612 | 0 | 0 | 0
| 0 |  |  |  |  | 0 | 0 | 0.0187 | 0 | 0.6612 | 0 | 0 | 0
| 0 |  |  |  |  | 0 | 0 | 0.0187 | 0 | 0.6612 | 0 | 0 | 0
| 0 |  |  |  |  | 0 | 0 | 0.0187 | 0 | 0.6612 | 0 | 0 | 0
| 0 |  |  |  |  | 0 | 0 | 0.0187 | 0 | 0.6612 | 0 | 0 | 0
| 0 |  |  |  |  | 0 | 0 | 0.0187 | 0 | 0.6612 | 0 | 0 | 0
| 0 |  |  |  |  | 0 | 0 | 0.0187 | 0 | 0.6612 | 0 | 0 | 0
| 0 |  |  |  |  | 0 | 0 | 0.0187 | 0 | 0.6612 | 0 | 0 | 0
| 0 |  |  |  |  | 0 | 0 | 0.0187 | 0 | 0.6612 | 0 | 0 | 0
| 0 |  |  |  |  | 0 | 0 | 0.0187 | 0 | 0.6612 | 0 | 0 | 0
| 0 |  |  |  |  | 0 | 0 | 0.0187 | 0 | 0.6612 | 0 | 0 | 0
| 0 |  |  |  |  | 0 | 0 | 0.0187 | 0 | 0.6612 | 0 | 0 | 0
| 0 |  |  |  |  | 0 | 0 | 0.0187 | 0 | 0.6612 | 0 | 0 | 0
| 0 |  |  |  |  | 0 | 0 | 0.0187 | 0 | 0.6612 | 0 | 0 | 0
| 0 |  |  |  |  | 0 | 0 | 0.0187 | 0 | 0.6612 | 0 | 0 | 0
| 0 |  |  |  |  | 0 | 0 | 0.0187 | 0 | 0.6612 | 0 | 0 | 0
| 0 |  |  |  |  | 0 | 0 | 0.0187 | 0 | 0.6612 | 0 | 0 | 0
| 0 |  |  |  |  | 0 | 0 | 0.0187 | 0 | 0.6612 | 0 | 0 | 0
| 0 |  |  |  |  | 0 | 0 | 0.0187 | 0 | 0.6612 | 0 | 0 | 0
| 0 |  |  |  |  | 0 | 0 | 0.0187 | 0 | 0.6612 | 0 | 0 | 0
| 0 |  |  |  |  | 0 | 0 | 0.0187 | 0 | 0.6612 | 0 | 0 | 0
| 0 |  |  |  |  | 0 | 0 | 0.0187 | 0 | 0.6612 | 0 | 0 | 0
| 0 |  |  |  |  | 0 | 0 | 0.0187 | 0 | 0.6612 | 0 | 0 | 0
| 0 |  |  |  |  | 0 | 0 | 0.0187 | 0 | 0.6612 | 0 | 0 | 0
| 0 |  |  |  |  | 0 | 0 | 0.0187 | 0 | 0.6612 | 0 | 0 | 0
| 0 |  |  |  |  | 0 | 0 | 0.0187 | 0 | 0.6612 | 0 | 0 | 0
| 0 |  |  |  |  | 0 | 0 | 0.0187 | 0 | 0.6612 | 0 | 0 | 0
| 0 |  |  |  |  | 0 | 0 | 0.0187 | 0 | 0.6612 | 0 | 0 | 0
| 0 |  |  |  |  | 0 | 0 | 0.0187 | 0 | 0.6612 | 0 | 0 | 0
| 0 |  |  |  |  | 0 | 0 | 0.0187 | 0 | 0.6612 | 0 | 0 | 0
| 0 |  |  |  |  | 0 | 0 | 0.0187 | 0 | 0.6612 | 0 | 0 | 0
| 0 |  |  |  |  | 0 | 0 | 0.0187 | 0 | 0.6612 | 0 | 0 | 0
| 0 |  |  |  |  | 0 | 0 | 0.0187 | 0 | 0.6612 | 0 | 0 | 0
| 0 |  |  |  |  | 0 | 0 | 0.0187 | 0 | 0.6612 | 0 | 0 | 0
| 0 |  |  |  |  | 0 | 0 | 0.0187 | 0 | 0.6612 | 0 | 0 | 0
| 0 |  |  |  |  | 0 | 0 | 0.0187 | 0 | 0.6612 | 0 | 0 | 0
| 0 |  |  |  |  | 0 | 0 | 0.0187 | 0 | 0.6612 | 0 | 0 | 0
| 0 |  |  |  |  | 0 | 0 | 0.0187 | 0 | 0.6612 | 0 | 0 | 0
| 0 |  |  |  |  | 0 | 0 | 0.0187 | 0 | 0.6612 | 0 | 0 | 0
| 0 |  |  |  |  | 0 | 0 | 0.0187 | 0 | 0.6612 | 0 | 0 | 0
| 0 |  |  |  |  | 0 | 0 | 0.0187 | 0 | 0.6612 | 0 | 0 | 0
| 0 |  |  |  |  | 0 | 0 | 0.0187 | 0 | 0.6612 | 0 | 0 | 0
| 0 |  |  |  |  | 0 | 0 | 0.0187 | 0 | 0.6612 | 0 | 0 | 0
| 0 |  |  |  |  | 0 | 0 | 0.0187 | 0 | 0.6612 | 0 | 0 | 0
| 0 |  |  |  |  | 0 | 0 | 0.0187 | 0 | 0.6612 | 0 | 0 | 0
| 0 |  |  |  |  | 0 | 0 | 0.0187 | 0 | 0.6612 | 0 | 0 | 0
| 0 |  |  |  |  | 0 | 0 | 0.0187 | 0 | 0.6612 | 0 | 0 | 0
| 0 |  |  |  |  | 0 | 0 | 0.0187 | 0 | 0.6612 | 0 | 0 | 0
| 0 |  |  |  |  | 0 | 0 | 0.0187 | 0 | 0.6612 | 0 | 0 | 0
| 0 |  |  |  |  | 0 | 0 | 0.0187 | 0 | 0.6612 | 0 | 0 | 0
| 0 |  |  |  |  | 0 | 0 | 0.0187 | 0 | 0.6612 | 0 | 0 | 0
| 0 |  |  |  |  | 0 | 0 | 0.0187 | 0 | 0.6612 | 0 | 0 | 0
| 0 |  |  |  |  | 0 | 0 | 0.0187 | 0 | 0.6612 | 0 | 0 | 0
| 0 |  |  |  |  | 0 | 0 | 0.0187 | 0 | 0.6612 | 0 | 0 | 0
| 0 |  |  |  |  | 0 | 0 | 0.0187 | 0 | 0.6612 | 0 | 0 | 0
| 0 |  |  |  |  | 0 | 0 | 0.0187 | 0 | 0.6612 | 0 | 0 | 0
| 0 |  |  |  |  | 0 | 0 | 0.0187 | 0 | 0.6612 | 0 | 0 | 0
| 0 |  |  |  |  | 0 | 0 | 0.0187 | 0 | 0.6612 | 0 | 0 | 0
| 0 |  |  |  |  | 0 | 0 | 0.0187 | 0 | 0.6612 | 0 | 0 | 0
| 0 |  |  |  |  | 0 | 0 | 0.0187 | 0 | 0.6612 | 0 | 0 | 0
| 0 |  |  |  |  | 0 | 0 | 0.0187 | 0 | 0.6612 | 0 | 0 | 0
| 0 |  |  |  |  | 0 | 0 | 0.0187 | 0 | 0.6612 | 0 | 0 | 0
| 0 |  |  |  |  | 0 | 0 | 0.0187 | 0 | 0.6612 | 0 | 0 | 0
| 0 |  |  |  |  | 0 | 0 | 0.0187 | 0 | 0.6612 | 0 | 0 | 0
| 0 |  |  |  |  | 0 | 0 | 0.0187 | 0 | 0.6612 | 0 | 0 | 0
| 0 |  |  |  |  | 0 | 0 | 0.0187 | 0 | 0.6612 | 0 | 0 | 0
| 0 |  |  |  |  | 0 | 0 | 0.0187 | 0 | 0.6612 | 0 | 0 | 0
| 0 |  |  |  |  | 0 | 0 | 0.0187 | 0 | 0.6612 | 0 | 0 | 0
| 0 |  |  |  |  | 0 | 0 | 0.0187 | 0 | 0.6612 | 0 | 0 | 0
| 0 |  |  |  |  | 0 | 0 | 0.0187 | 0 | 0.6612 | 0 | 0 | 0
| 0 |  |  |  |  | 0 | 0 | 0.0187 | 0 | 0.6612 | 0 | 0 | 0
| 0 |  |  |  |  | 0 | 0 | 0.0187 | 0 | 0.6612 | 0 | 0 | 0
| 0 |  |  |  |  | 0 | 0 | 0.0187 | 0 | 0.6612 | 0 | 0 | 0
| 0 |  |  |  |  | 0 | 0 | 0.0187 | 0 | 0.6612 | 0 | 0 | 0
| 0 |  |  |  |  | 0 | 0 | 0.0187 | 0 | 0.6612 | 0 | 0 | 0
| 0 |  |  |  |  | 0 | 0 | 0.0187 | 0 | 0.6612 | 0 | 0 | 0
| 0 |  |  |  |  | 0 | 0 | 0.0187 | 0 | 0.6612 | 0 | 0 | 0
| 0 |  |  |  |  | 0 | 0 | 0.0187 | 0 | 0.6612 | 0 | 0 | 0
| 0 |  |  |  |  | 0 | 0 | 0.0187 | 0 | 0.6612 | 0 | 0 | 0
| 0 |  |  |  |  | 0 | 0 | 0.0187 | 0 | 0.6612 | 0 | 0 | 0
| 0 |  |  |  |  | 0 | 0 | 0.0187 | 0 | 0.6612 | 0 | 0 | 0
| 0 |  |  |  |  | 0 | 0 | 0.0187 | 0 | 0.6612 | 0 | 0 | 0
| 0 |  |  |  |  | 0 | 0 | 0.0187 | 0 | 0.6612 | 0 | 0 | 0
| 0 |  |  |  |  | 0 | 0 | 0.0187 | 0 | 0.6612 | 0 | 0 | 0
| 0 |  |  |  |  | 0 | 0 | 0.0187 | 0 | 0.6612 | 0 | 0 | 0
| 0 |  |  |  |  | 0 | 0 | 0.0187 | 0 | 0.6612 | 0 | 0 | 0
| 0 |  |  |  |  | 0 | 0 | 0.0187 | 0 | 0.6612 | 0 | 0 | 0
| 0 |  |  |  |  | 0 | 0 | 0.0187 | 0 | 0.6612 | 0 | 0 | 0
| 0 |  |  |  |  | 0 | 0 | 0.0187 | 0 | 0.6612 | 0 | 0 | 0
| 0 |  |  |  |  | 0 | 0 | 0.0187 | 0 | 0.6612 | 0 | 0 | 0
| 0 |  |  |  |  | 0 | 0 | 0.0187 | 0 | 0.6612 | 0 | 0 | 0
| 0 |  |  |  |  | 0 | 0 | 0.0187 | 0 | 0.6612 | 0 | 0 | 0
| 0 |  |  |  |  | 0 | 0 | 0.0187 | 0 | 0.6612 | 0 | 0 | 0
| 0 |  |  |  |  | 0 | 0 | 0.0187 | 0 | 0.6612 | 0 | 0 | 0
| 0 |  |  |  |  | 0 | 0 | 0.0187 | 0 | 0.6612 | 0 | 0 | 0
| 0 |  |  |  |  | 0 | 0 | 0.0187 | 0 | 0.6612 | 0 | 0 | 0
| 0 |  |  |  |  | 0 | 0 | 0.0187 | 0 | 0.6612 | 0 | 0 | 0
| 0 |  |  |  |  | 0 | 0 | 0.0187 | 0 | 0.6612 | 0 | 0 | 0
| 0 |  |  |  |  | 0 | 0 | 0.0187 | 0 | 0.6612 | 0 | 0 | 0
| 0 |  |  |  |  | 0 | 0 | 0.0187 | 0 | 0.6612 | 0 | 0 | 0
| 0 |  |  |  |  | 0 | 0 | 0.0187 | 0 | 0.6612 | 0 | 0 | 0
| 0 |  |  |  |  | 0 | 0 | 0.0187 | 0 | 0.6612 | 0 | 0 | 0
| 0 |  |  |  |  | 0 | 0 | 0.0187 | 0 | 0.6612 | 0 | 0 | 0
| 0 |  |  |  |  | 0 | 0 | 0.0187 | 0 | 0.6612 | 0 | 0 | 0
| 0 |  |  |  |  | 0 | 0 | 0.0187 | 0 | 0.6612 | 0 | 0 | 0
| 0 |  |  |  |  | 0 | 0 | 0.0187 | 0 | 0.6612 | 0 | 0 | 0
| 0 |  |  |  |  | 0 | 0 | 0.0187 | 0 | 0.6612 | 0 | 0 | 0
| 0 |  |  |  |  | 0 | 0 | 0.0187 | 0 | 0.6612 | 0 | 0 | 0
| 0 |  |  |  |  | 0 | 0 | 0.0187 | 0 | 0.6612 | 0 | 0 | 0
| 0 |  |  |  |  | 0 | 0 | 0.0187 | 0 | 0.6612 | 0 | 0 | 0
| 0 |  |  |  |  | 0 | 0 | 0.0187 | 0 | 0.6612 | 0 | 0 | 0
| 0 |  |  |  |  | 0 | 0 | 0.0187 | 0 | 0.6612 | 0 | 0 | 0
| 0 |  |  |  |  | 0 | 0 | 0.0187 | 0 | 0.6612 | 0 | 0 | 0
| 0 |  |  |  |  | 0 | 0 | 0.0187 | 0 | 0.6612 | 0 | 0 | 0
| 0 |  |  |  |  | 0 | 0 | 0.0187 | 0 | 0.6612 | 0 | 0 | 0
| 0 |  |  |  |  | 0 | 0 | 0.0187 | 0 | 0.6612 | 0 | 0 | 0
| 0 |  |  |  |  | 0 | 0 | 0.0187 | 0 | 0.6612 | 0 | 0 | 0
| 0 |  |  |  |  | 0 | 0 | 0.0187 | 0 | 0.6612 | 0 | 0 | 0
| 0 |  |  |  |  | 0 | 0 | 0.0187 | 0 | 0.6612 | 0 | 0 | 0
| 0 |  |  |  |  | 0 | 0 | 0.0187 | 0 | 0.6612 | 0 | 0 | 0
| 0 |  |  |  |  | 0 | 0 | 0.0187 | 0 | 0.6612 | 0 | 0 | 0
| 0 |  |  |  |  | 0 | 0 | 0.0187 | 0 | 0.6612 | 0 | 0 | 0
| 0 |  |  |  |  | 0 | 0 | 0.0187 | 0 | 0.6612 | 0 | 0 | 0
| 0 |  |  |  |  | 0 | 0 | 0.0187 | 0 | 0.6612 | 0 | 0 | 0
| 0 |  |  |  |  | 0 | 0 | 0.0187 | 0 | 0.6612 | 0 | 0 | 0
| 0 |  |  |  |  | 0 | 0 | 0.0187 | 0 | 0.6612 | 0 | 0 | 0
| 0 |  |  |  |  | 0 | 0 | 0.0187 | 0 | 0.6612 | 0 | 0 | 0
| 0 |  |  |  |  | 0 | 0 | 0.0187 | 0 | 0.6612 | 0 | 0 | 0
| 0 |  |  |  |  | 0 | 0 | 0.0187 | 0 | 0.6612 | 0 | 0 | 0
| 0 |  |  |  |  | 0 | 0 | 0.0187 | 0 | 0.6612 | 0 | 0 | 0
| 0 |  |  |  |  | 0 | 0 | 0.0187 | 0 | 0.6612 | 0 | 0 | 0
| 0 |  |  |  |  | 0 | 0 | 0.0187 | 0 | 0.6612 | 0 | 0 | 0
| 0 |  |  |  |  | 0 | 0 | 0.0187 | 0 | 0.6612 | 0 | 0 | 0
| 0 |  |  |  |  | 0 | 0 | 0.0187 | 0 | 0.6612 | 0 | 0 | 0
| 0 |  |  |  |  | 0 | 0 | 0.0187 | 0 | 0.6612 | 0 | 0 | 0
| 0 |  |  |  |  | 0 | 0 | 0.0187 | 0 | 0.6612 | 0 | 0 | 0
| 0 |  |  |  |  | 0 | 0 | 0.0187 | 0 | 0.6612 | 0 | 0 | 0
| 0 |  |  |  |  | 0 | 0 | 0.0187 | 0 | 0.6612 | 0 | 0 | 0
| 0 |  |  |  |  | 0 | 0 | 0.0187 | 0 | 0.6612 | 0 | 0 | 0
| 0 |  |  |  |  | 0 | 0 | 0.0187 | 0 | 0.6612 | 0 | 0 | 0
| 0 |  |  |  |  | 0 | 0 | 0.0187 | 0 | 0.6612 | 0 | 0 | 0
| 0 |  |  |  |  | 0 | 0 | 0.0187 | 0 | 0.6612 | 0 | 0 | 0
| 0 |  |  |  |  | 0 | 0 | 0.0187 | 0 | 0.6612 | 0 | 0 | 0
| 0 |  |  |  |  | 0 | 0 | 0.0187 | 0 | 0.6612 | 0 | 0 | 0
| 0 |  |  |  |  | 0 | 0 | 0.0187 | 0 | 0.6612 | 0 | 0 | 0
| 0 |  |  |  |  | 0 | 0 | 0.0187 | 0 | 0.6612 | 0 | 0 | 0
| 0 |  |  |  |  | 0 | 0 | 0.0187 | 0 | 0.6612 | 0 | 0 | 0
| 0 |  |  |  |  | 0 | 0 | 0.0187 | 0 | 0.6612 | 0 | 0 | 0
| 0 |  |  |  |  | 0 | 0 | 0.0187 | 0 | 0.6612 | 0 | 0 | 0
| 0 |  |  |  |  | 0 | 0 | 0.0187 | 0 | 0.6612 | 0 | 0 | 0
| 0 |  |  |  |  | 0 | 0 | 0.0187 | 0 | 0.6612 | 0 | 0 | 0
| 0 |  |  |  |  | 0 | 0 | 0.0187 | 0 | 0.6612 | 0 | 0 | 0
| 0 |  |  |  |  | 0 | 0 | 0.0187 | 0 | 0.6612 | 0 | 0 | 0
| 0 |  |  |  |  | 0 | 0 | 0.0187 | 0 | 0.6612 | 0 | 0 | 0
| 0 |  |  |  |  | 0 | 0 | 0.0187 | 0 | 0.6612 | 0 | 0 | 0
| 0 |  |  |  |  | 0 | 0 | 0.0187 | 0 | 0.6612 | 0 | 0 | 0
| 0 |  |  |  |  | 0 | 0 | 0.0187 | 0 | 0.6612 | 0 | 0 | 0
| 0 |  |  |  |  | 0 | 0 | 0.0187 | 0 | 0.6612 | 0 | 0 | 0
| 0 |  |  |  |  | 0 | 0 | 0.0187 | 0 | 0.6612 | 0 | 0 | 0
| 0 |  |  |  |  | 0 | 0 | 0.0187 | 0 | 0.6612 | 0 | 0 | 0
| 0 |  |  |  |  | 0 | 0 | 0.0187 | 0 | 0.6612 | 0 | 0 | 0
| 0 |  |  |  |  | 0 | 0 | 0.0187 | 0 | 0.6612 | 0 | 0 | 0
| 0 |  |  |  |  | 0 | 0 | 0.0187 | 0 | 0.6612 | 0 | 0 | 0
| 0 |  |  |  |  | 0 | 0 | 0.0187 | 0 | 0.6612 | 0 | 0 | 0
| 0 |  |  |  |  | 0 | 0 | 0.0187 | 0 | 0.6612 | 0 | 0 | 0
| 0 |  |  |  |  | 0 | 0 | 0.0187 | 0 | 0.6612 | 0 | 0 | 0
| 0 |  |  |  |  | 0 | 0 | 0.0187 | 0 | 0.6612 | 0 | 0 | 0
| 0 |  |  |  |  | 0 | 0 | 0.0187 | 0 | 0.6612 | 0 | 0 | 0
| 0 |  |  |  |  | 0 | 0 | 0.0187 | 0 | 0.6612 | 0 | 0 | 0
| 0 |  |  |  |  | 0 | 0 | 0.0187 | 0 | 0.6612 | 0 | 0 | 0
| 0 |  |  |  |  | 0 | 0 | 0.0187 | 0 | 0.6612 | 0 | 0 | 0
| 0 |  |  |  |  | 0 | 0 | 0.0187 | 0 | 0.6612 | 0 | 0 | 0
| 0 |  |  |  |  | 0 | 0 | 0.0187 | 0 | 0.6612 | 0 | 0 | 0
| 0 |  |  |  |  | 0 | 0 | 0.0187 | 0 | 0.6612 | 0 | 0 | 0
| 0 |  |  |  |  | 0 | 0 | 0.0187 | 0 | 0.6612 | 0 | 0 | 0
| 0 |  |  |  |  | 0 | 0 | 0.0187 | 0 | 0.6612 | 0 | 0 | 0
| 0 |  |  |  |  | 0 | 0 | 0.0187 | 0 | 0.6612 | 0 | 0 | 0
| 0 |  |  |  |  | 0 | 0 | 0.0187 | 0 | 0.6612 | 0 | 0 | 0
| 0 |  |  |  |  | 0 | 0 | 0.0187 | 0 | 0.6612 | 0 | 0 | 0
| 0 |  |  |  |  | 0 | 0 | 0.0187 | 0 | 0.6612 | 0 | 0 | 0
| 0 |  |  |  |  | 0 | 0 | 0.0187 | 0 | 0.6612 | 0 | 0 | 0
| 0 |  |  |  |  | 0 | 0 | 0.0187 | 0 | 0.6612 | 0 | 0 | 0
| 0 |  |  |  |  | 0 | 0 | 0.0187 | 0 | 0.6612 | 0 | 0 | 0
| 0 |  |  |  |  | 0 | 0 | 0.0187 | 0 | 0.6612 | 0 | 0 | 0
| 0 |  |  |  |  | 0 | 0 | 0.0187 | 0 | 0.6612 | 0 | 0 | 0
| 0 |  |  |  |  | 0 | 0 | 0.0187 | 0 | 0.6612 | 0 | 0 | 0
| 0 |  |  |  |  | 0 | 0 | 0.0187 | 0 | 0.6612 | 0 | 0 | 0
| 0 |  |  |  |  | 0 | 0 | 0.0187 | 0 | 0.6612 | 0 | 0 | 0
| 0 |  |  |  |  | 0 | 0 | 0.0187 | 0 | 0.6612 | 0 | 0 | 0
| 0 |  |  |  |  | 0 | 0 | 0.0187 | 0 | 0.6612 | 0 | 0 | 0
| 0 |  |  |  |  | 0 | 0 | 0.0187 | 0 | 0.6612 | 0 | 0 | 0
| 0 |  |  |  |  | 0 | 0 | 0.0187 | 0 | 0.6612 | 0 | 0 | 0
| 0 |  |  |  |  | 0 | 0 | 0.0187 | 0 | 0.6612 | 0 | 0 | 0
| 0 |  |  |  |  | 0 | 0 | 0.0187 | 0 | 0.6612 | 0 | 0 | 0
| 0 |  |  |  |  | 0 | 0 | 0.0187 | 0 | 0.6612 | 0 | 0 | 0
| 0 |  |  |  |  | 0 | 0 | 0.0187 | 0 | 0.6612 | 0 | 0 | 0
| 0 |  |  |  |  | 0 | 0 | 0.0187 | 0 | 0.6612 | 0 | 0 | 0
| 0 |  |  |  |  | 0 | 0 | 0.0187 | 0 | 0.6612 | 0 | 0 | 0
| 0 |  |  |  |  | 0 | 0 | 0.0187 | 0 | 0.6612 | 0 | 0 | 0
| 0 |  |  |  |  | 0 | 0 | 0.0187 | 0 | 0.6612 | 0 | 0 | 0
| 0 |  |  |  |  | 0 | 0 | 0.0187 | 0 | 0.6612 | 0 | 0 | 0
| 0 |  |  |  |  | 0 | 0 | 0.0187 | 0 | 0.6612 | 0 | 0 | 0
| 0 |  |  |  |  | 0 | 0 | 0.0187 | 0 | 0.6612 | 0 | 0 | 0
| 0 |  |  |  |  | 0 | 0 | 0.0187 | 0 | 0.6612 | 0 | 0 | 0
| 0 |  |  |  |  | 0 | 0 | 0.0187 | 0 | 0.6612 | 0 | 0 | 0
| 0 |  |  |  |  | 0 | 0 | 0.0187 | 0 | 0.6612 | 0 | 0 | 0
| 0 |  |  |  |  | 0 | 0 | 0.0187 | 0 | 0.6612 | 0 | 0 | 0
| 0 |  |  |  |  | 0 | 0 | 0.0187 | 0 | 0.6612 | 0 | 0 | 0
| 0 |  |  |  |  | 0 | 0 | 0.0187 | 0 | 0.6612 | 0 | 0 | 0
| 0 |  |  |  |  | 0 | 0 | 0.0187 | 0 | 0.6612 | 0 | 0 | 0
| 0 |  |  |  |  | 0 | 0 | 0.0187 | 0 | 0.6612 | 0 | 0 | 0
| 0 |  |  |  |  | 0 | 0 | 0.0187 | 0 | 0.6612 | 0 | 0 | 0
| 0 |  |  |  |  | 0 | 0 | 0.0187 | 0 | 0.6612 | 0 | 0 | 0
| 0 |  |  |  |  | 0 | 0 | 0.0187 | 0 | 0.6612 | 0 | 0 | 0
| 0 |  |  |  |  | 0 | 0 | 0.0187 | 0 | 0.6612 | 0 | 0 | 0
| 0 |  |  |  |  | 0 | 0 | 0.0187 | 0 | 0.6612 | 0 | 0 | 0
| 0 |  |  |  |  | 0 | 0 | 0.0187 | 0 | 0.6612 | 0 | 0 | 0
| 0 |  |  |  |  | 0 | 0 | 0.0187 | 0 | 0.6612 | 0 | 0 | 0
| 0 |  |  |  |  | 0 | 0 | 0.0187 | 0 | 0.6612 | 0 | 0 | 0
| 0 |  |  |  |  | 0 | 0 | 0.0187 | 0 | 0.6612 | 0 | 0 | 0
| 0 |  |  |  |  | 0 | 0 | 0.0187 | 0 | 0.6612 | 0 | 0 | 0
| 0 |  |  |  |  | 0 | 0 | 0.0187 | 0 | 0.6612 | 0 | 0 | 0
| 0 |  |  |  |  | 0 | 0 | 0.0187 | 0 | 0.6612 | 0 | 0 | 0
| 0 |  |  |  |  | 0 | 0 | 0.0187 | 0 | 0.6612 | 0 | 0 | 0
| 0 |  |  |  |  | 0 | 0 | 0.0187 | 0 | 0.6612 | 0 | 0 | 0
| 0 |  |  |  |  | 0 | 0 | 0.0187 | 0 | 0.6612 | 0 | 0 | 0
| 0 |  |  |  |  | 0 | 0 | 0.0187 | 0 | 0.6612 | 0 | 0 | 0
| 0 |  |  |  |  | 0 | 0 | 0.0187 | 0 | 0.6612 | 0 | 0 | 0
| 0 |  |  |  |  | 0 | 0 | 0.0187 | 0 | 0.6612 | 0 | 0 | 0
| 0 |  |  |  |  | 0 | 0 | 0.0187 | 0 | 0.6612 | 0 | 0 | 0
| 0 |  |  |  |  | 0 | 0 | 0.0187 | 0 | 0.6612 | 0 | 0 | 0
| 0 |  |  |  |  | 0 | 0 | 0.0187 | 0 | 0.6612 | 0 | 0 | 0
| 0 |  |  |  |  | 0 | 0 | 0.0187 | 0 | 0.6612 | 0 | 0 | 0
| 0 |  |  |  |  | 0 | 0 | 0.0187 | 0 | 0.6612 | 0 | 0 | 0
| 0 |  |  |  |  | 0 | 0 | 0.0187 | 0 | 0.6612 | 0 | 0 | 0
| 0 |  |  |  |  | 0 | 0 | 0.0187 | 0 | 0.6612 | 0 | 0 | 0
| 0 |  |  |  |  | 0 | 0 | 0.0187 | 0 | 0.6612 | 0 | 0 | 0
| 0 |  |  |  |  | 0 | 0 | 0.0187 | 0 | 0.6612 | 0 | 0 | 0
| 0 |  |  |  |  | 0 | 0 | 0.0187 | 0 | 0.6612 | 0 | 0 | 0
| 0 |  |  |  |  | 0 | 0 | 0.0187 | 0 | 0.6612 | 0 | 0 | 0
| 0 |  |  |  |  | 0 | 0 | 0.0187 | 0 | 0.6612 | 0 | 0 | 0
| 0 |  |  |  |  | 0 | 0 | 0.0187 | 0 | 0.6612 | 0 | 0 | 0
| 0 |  |  |  |  | 0 | 0 | 0.0187 | 0 | 0.6612 | 0 | 0 | 0
| 0 |  |  |  |  | 0 | 0 | 0.0187 | 0 | 0.6612 | 0 | 0 | 0
| 0 |  |  |  |  | 0 | 0 | 0.0187 | 0 | 0.6612 | 0 | 0 | 0
| 0 |  |  |  |  | 0 | 0 | 0.0187 | 0 | 0.6612 | 0 | 0 | 0
| 0 |  |  |  |  | 0 | 0 | 0.0187 | 0 | 0.6612 | 0 | 0 | 0
| 0 |  |  |  |  | 0 | 0 | 0.0187 | 0 | 0.6612 | 0 | 0 | 0
| 0 |  |  |  |  | 0 | 0 | 0.0187 | 0 | 0.6612 | 0 | 0 | 0
| 0 |  |  |  |  | 0 | 0 | 0.0187 | 0 | 0.6612 | 0 | 0 | 0
| 0 |  |  |  |  | 0 | 0 | 0.0187 | 0 | 0.6612 | 0 | 0 | 0
| 0 |  |  |  |  | 0 | 0 | 0.0187 | 0 | 0.6612 | 0 | 0 | 0
| 0 |  |  |  |  | 0 | 0 | 0.0187 | 0 | 0.6612 | 0 | 0 | 0
| 0 |  |  |  |  | 0 | 0 | 0.0187 | 0 | 0.6612 | 0 | 0 | 0
| 0 |  |  |  |  | 0 | 0 | 0.0187 | 0 | 0.6612 | 0 | 0 | 0
| 0 |  |  |  |  | 0 | 0 | 0.0187 | 0 | 0.6612 | 0 | 0 | 0
| 0 |  |  |  |  | 0 | 0 | 0.0187 | 0 | 0.6612 | 0 | 0 | 0
| 0 |  |  |  |  | 0 | 0 | 0.0187 | 0 | 0.6612 | 0 | 0 | 0
| 0 |  |  |  |  | 0 | 0 | 0.0187 | 0 | 0.6612 | 0 | 0 | 0
| 0 |  |  |  |  | 0 | 0 | 0.0187 | 0 | 0.6612 | 0 | 0 | 0
| 0 |  |  |  |  | 0 | 0 | 0.0187 | 0 | 0.6612 | 0 | 0 | 0
| 0 |  |  |  |  | 0 | 0 | 0.0187 | 0 | 0.6612 | 0 | 0 | 0
| 0 |  |  |  |  | 0 | 0 | 0.0187 | 0 | 0.6612 | 0 | 0 | 0
| 0 |  |  |  |  | 0 | 0 | 0.0187 | 0 | 0.6612 | 0 | 0 | 0
| 0 |  |  |  |  | 0 | 0 | 0.0187 | 0 | 0.6612 | 0 | 0 | 0
| 0 |  |  |  |  | 0 | 0 | 0.0187 | 0 | 0.6612 | 0 | 0 | 0
| 0 |  |  |  |  | 0 | 0 | 0.0187 | 0 | 0.6612 | 0 | 0 | 0
| 0 |  |  |  |  | 0 | 0 | 0.0187 | 0 | 0.6612 | 0 | 0 | 0
| 0 |  |  |  |  | 0 | 0 | 0.0187 | 0 | 0.6612 | 0 | 0 | 0
| 0 |  |  |  |  | 0 | 0 | 0.0187 | 0 | 0.6612 | 0 | 0 | 0
| 0 |  |  |  |  | 0 | 0 | 0.0187 | 0 | 0.6612 | 0 | 0 | 0
| 0 |  |  |  |  | 0 | 0 | 0.0187 | 0 | 0.6612 | 0 | 0 | 0
| 0 |  |  |  |  | 0 | 0 | 0.0187 | 0 | 0.6612 | 0 | 0 | 0
| 0 |  |  |  |  | 0 | 0 | 0.0187 | 0 | 0.6612 | 0 | 0 | 0
| 0 |  |  |  |  | 0 | 0 | 0.0187 | 0 | 0.6612 | 0 | 0 | 0
| 0 |  |  |  |  | 0 | 0 | 0.0187 | 0 | 0.6612 | 0 | 0 | 0
| 0 |  |  |  |  | 0 | 0 | 0.0187 | 0 | 0.6612 | 0 | 0 | 0
| 0 |  |  |  |  | 0 | 0 | 0.0187 | 0 | 0.6612 | 0 | 0 | 0
| 0 |  |  |  |  | 0 | 0 | 0.0187 | 0 | 0.6612 | 0 | 0 | 0
| 0 |  |  |  |  | 0 | 0 | 0.0187 | 0 | 0.6612 | 0 | 0 | 0
| 0 |  |  |  |  | 0 | 0 | 0.0187 | 0 | 0.6612 | 0 | 0 | 0
| 0 |  |  |  |  | 0 | 0 | 0.0187 | 0 | 0.6612 | 0 | 0 | 0
| 0 |  |  |  |  | 0 | 0 | 0.0187 | 0 | 0.6612 | 0 | 0 | 0
| 0 |  |  |  |  | 0 | 0 | 0.0187 | 0 | 0.6612 | 0 | 0 | 0
| 0 |  |  |  |  | 0 | 0 | 0.0187 | 0 | 0.6612 | 0 | 0 | 0
| 0 |  |  |  |  | 0 | 0 | 0.0187 | 0 | 0.6612 | 0 | 0 | 0
| 0 |  |  |  |  | 0 | 0 | 0.0187 | 0 | 0.6612 | 0 | 0 | 0
| 0 |  |  |  |  | 0 | 0 | 0.0187 | 0 | 0.6612 | 0 | 0 | 0
| 0 |  |  |  |  | 0 | 0 | 0.0187 | 0 | 0.6612 | 0 | 0 | 0
| 0 |  |  |  |  | 0 | 0 | 0.0187 | 0 | 0.6612 | 0 | 0 | 0
| 0 |  |  |  |  | 0 | 0 | 0.0187 | 0 | 0.6612 | 0 | 0 | 0
| 0 |  |  |  |  | 0 | 0 | 0.0187 | 0 | 0.6612 | 0 | 0 | 0
| 0 |  |  |  |  | 0 | 0 | 0.0187 | 0 | 0.6612 | 0 | 0 | 0
| 0 |  |  |  |  | 0 | 0 | 0.0187 | 0 | 0.6612 | 0 | 0 | 0
| 0 |  |  |  |  | 0 | 0 | 0.0187 | 0 | 0.6612 | 0 | 0 | 0
| 0 |  |  |  |  | 0 | 0 | 0.0187 | 0 | 0.6612 | 0 | 0 | 0
| 0 |  |  |  |  | 0 | 0 | 0.0187 | 0 | 0.6612 | 0 | 0 | 0
| 0 |  |  |  |  | 0 | 0 | 0.0187 | 0 | 0.6612 | 0 | 0 | 0
| 0 |  |  |  |  | 0 | 0 | 0.0187 | 0 | 0.6612 | 0 | 0 | 0
| 0 |  |  |  |  | 0 | 0 | 0.0187 | 0 | 0.6612 | 0 | 0 | 0
| 0 |  |  |  |  | 0 | 0 | 0.0187 | 0 | 0.6612 | 0 | 0 | 0
| 0 |  |  |  |  | 0 | 0 | 0.0187 | 0 | 0.6612 | 0 | 0 | 0
| 0 |  |  |  |  | 0 | 0 | 0.0187 | 0 | 0.6612 | 0 | 0 | 0
| 0 |  |  |  |  | 0 | 0 | 0.0187 | 0 | 0.6612 | 0 | 0 | 0
| 0 |  |  |  |  | 0 | 0 | 0.0187 | 0 | 0.6612 | 0 | 0 | 0
| 0 |  |  |  |  | 0 | 0 | 0.0187 | 0 | 0.6612 | 0 | 0 | 0
| 0 |  |  |  |  | 0 | 0 | 0.0187 | 0 | 0.6612 | 0 | 0 | 0
| 0 |  |  |  |  | 0 | 0 | 0.0187 | 0 | 0.6612 | 0 | 0 | 0
| 0 |  |  |  |  | 0 | 0 | 0.0187 | 0 | 0.6612 | 0 | 0 | 0
| 0 |  |  |  |  | 0 | 0 | 0.0187 | 0 | 0.6612 | 0 | 0 | 0
| 0 |  |  |  |  | 0 | 0 | 0.0187 | 0 | 0.6612 | 0 | 0 | 0
| 0 |  |  |  |  | 0 | 0 | 0.0187 | 0 | 0.6612 | 0 | 0 | 0
| 0 |  |  |  |  | 0 | 0 | 0.0187 | 0 | 0.6612 | 0 | 0 | 0
| 0 |  |  |  |  | 0 | 0 | 0.0187 | 0 | 0.6612 | 0 | 0 | 0
| 0 |  |  |  |  | 0 | 0 | 0.0187 | 0 | 0.6612 | 0 | 0 | 0
| 0 |  |  |  |  | 0 | 0 | 0.0187 | 0 | 0.6612 | 0 | 0 | 0
| 0 |  |  |  |  | 0 | 0 | 0.0187 | 0 | 0.6612 | 0 | 0 | 0
| 0 |  |  |  |  | 0 | 0 | 0.0187 | 0 | 0.6612 | 0 | 0 | 0
| 0 |  |  |  |  | 0 | 0 | 0.0187 | 0 | 0.6612 | 0 | 0 | 0
| 0 |  |  |  |  | 0 | 0 | 0.0187 | 0 | 0.6612 | 0 | 0 | 0
| 0 |  |  |  |  | 0 | 0 | 0.0187 | 0 | 0.6612 | 0 | 0 | 0
| 0 |  |  |  |  | 0 | 0 | 0.0187 | 0 | 0.6612 | 0 | 0 | 0
| 0 |  |  |  |  | 0 | 0 | 0.0187 | 0 | 0.6612 | 0 | 0 | 0
| 0 |  |  |  |  | 0 | 0 | 0.0187 | 0 | 0.6612 | 0 | 0 | 0
| 0 |  |  |  |  | 0 | 0 | 0.0187 | 0 | 0.6612 | 0 | 0 | 0
| 0 |  |  |  |  | 0 | 0 | 0.0187 | 0 | 0.6612 | 0 | 0 | 0
| 0 |  |  |  |  | 0 | 0 | 0.0187 | 0 | 0.6612 | 0 | 0 | 0
| 0 |  |  |  |  | 0 | 0 | 0.0187 | 0 | 0.6612 | 0 | 0 | 0
| 0 |  |  |  |  | 0 | 0 | 0.0187 | 0 | 0.6612 | 0 | 0 | 0
| 0 |  |  |  |  | 0 | 0 | 0.0187 | 0 | 0.6612 | 0 | 0 | 0
| 0 |  |  |  |  | 0 | 0 | 0.0187 | 0 | 0.6612 | 0 | 0 | 0
| 0 |  |  |  |  | 0 | 0 | 0.0187 | 0 | 0.6612 | 0 | 0 | 0
| 0 |  |  |  |  | 0 | 0 | 0.0187 | 0 | 0.6612 | 0 | 0 | 0
| 0 |  |  |  |  | 0 | 0 | 0.0187 | 0 | 0.6612 | 0 | 0 | 0
| 0 |  |  |  |  | 0 | 0 | 0.0187 | 0 | 0.6612 | 0 | 0 | 0
| 0 |  |  |  |  | 0 | 0 | 0.0187 | 0 | 0.6612 | 0 | 0 | 0
| 0 |  |  |  |  | 0 | 0 | 0.0187 | 0 | 0.6612 | 0 | 0 | 0
| 0 |  |  |  |  | 0 | 0 | 0.0187 | 0 | 0.6612 | 0 | 0 | 0
| 0 |  |  |  |  | 0 | 0 | 0.0187 | 0 | 0.6612 | 0 | 0 | 0
| 0 |  |  |  |  | 0 | 0 | 0.0187 | 0 | 0.6612 | 0 | 0 | 0
| 0 |  |  |  |  | 0 | 0 | 0.0187 | 0 | 0.6612 | 0 | 0 | 0
| 0 |  |  |  |  | 0 | 0 | 0.0187 | 0 | 0.6612 | 0 | 0 | 0
| 0 |  |  |  |  | 0 | 0 | 0.0187 | 0 | 0.6612 | 0 | 0 | 0
| 0 |  |  |  |  | 0 | 0 | 0.0187 | 0 | 0.6612 | 0 | 0 | 0
| 0 |  |  |  |  | 0 | 0 | 0.0187 | 0 | 0.6612 | 0 | 0 | 0
| 0 |  |  |  |  | 0 | 0 | 0.0187 | 0 | 0.6612 | 0 | 0 | 0
| 0 |  |  |  |  | 0 | 0 | 0.0187 | 0 | 0.6612 | 0 | 0 | 0
| 0 |  |  |  |  | 0 | 0 | 0.0187 | 0 | 0.6612 | 0 | 0 | 0
| 0 |  |  |  |  | 0 | 0 | 0.0187 | 0 | 0.6612 | 0 | 0 | 0
| 0 |  |  |  |  | 0 | 0 | 0.0187 | 0 | 0.6612 | 0 | 0 | 0
| 0 |  |  |  |  | 0 | 0 | 0.0187 | 0 | 0.6612 | 0 | 0 | 0
| 0 |  |  |  |  | 0 | 0 | 0.0187 | 0 | 0.6612 | 0 | 0 | 0
| 0 |  |  |  |  | 0 | 0 | 0.0187 | 0 | 0.6612 | 0 | 0 | 0
| 0 |  |  |  |  | 0 | 0 | 0.0187 | 0 | 0.6612 | 0 | 0 | 0
| 0 |  |  |  |  | 0 | 0 | 0.0187 | 0 | 0.6612 | 0 | 0 | 0
| 0 |  |  |  |  | 0 | 0 | 0.0187 | 0 | 0.6612 | 0 | 0 | 0
| 0 |  |  |  |  | 0 | 0 | 0.0187 | 0 | 0.6612 | 0 | 0 | 0
| 0 |  |  |  |  | 0 | 0 | 0.0187 | 0 | 0.6612 | 0 | 0 | 0
| 0 |  |  |  |  | 0 | 0 | 0.0187 | 0 | 0.6612 | 0 | 0 | 0
| 0 |  |  |  |  | 0 | 0 | 0.0187 | 0 | 0.6612 | 0 | 0 | 0
| 0 |  |  |  |  | 0 | 0 | 0.0187 | 0 | 0.6612 | 0 | 0 | 0
| 0 |  |  |  |  | 0 | 0 | 0.0187 | 0 | 0.6612 | 0 | 0 | 0
| 0 |  |  |  |  | 0 | 0 | 0.0187 | 0 | 0.6612 | 0 | 0 | 0
| 0 |  |  |  |  | 0 | 0 | 0.0187 | 0 | 0.6612 | 0 | 0 | 0
| 0 |  |  |  |  | 0 | 0 | 0.0187 | 0 | 0.6612 | 0 | 0 | 0
| 0 |  |  |  |  | 0 | 0 | 0.0187 | 0 | 0.6612 | 0 | 0 | 0
| 0 |  |  |  |  | 0 | 0 | 0.0187 | 0 | 0.6612 | 0 | 0 | 0
| 0 |  |  |  |  | 0 | 0 | 0.0187 | 0 | 0.6612 | 0 | 0 | 0
| 0 |  |  |  |  | 0 | 0 | 0.0187 | 0 | 0.6612 | 0 | 0 | 0
| 0 |  |  |  |  | 0 | 0 | 0.0187 | 0 | 0.6612 | 0 | 0 | 0
| 0 |  |  |  |  | 0 | 0 | 0.0187 | 0 | 0.6612 | 0 | 0 | 0
| 0 |  |  |  |  | 0 | 0 | 0.0187 | 0 | 0.6612 | 0 | 0 | 0
| 0 |  |  |  |  | 0 | 0 | 0.0187 | 0 | 0.6612 | 0 | 0 | 0
| 0 |  |  |  |  | 0 | 0 | 0.0187 | 0 | 0.6612 | 0 | 0 | 0
| 0 |  |  |  |  | 0 | 0 | 0.0187 | 0 | 0.6612 | 0 | 0 | 0
| 0 |  |  |  |  | 0 | 0 | 0.0187 | 0 | 0.6612 | 0 | 0 | 0
| 0 |  |  |  |  | 0 | 0 | 0.0187 | 0 | 0.6612 | 0 | 0 | 0
| 0 |  |  |  |  | 0 | 0 | 0.0187 | 0 | 0.6612 | 0 | 0 | 0
| 0 |  |  |  |  | 0 | 0 | 0.0187 | 0 | 0.6612 | 0 | 0 | 0
| 0 |  |  |  |  | 0 | 0 | 0.0187 | 0 | 0.6612 | 0 | 0 | 0
| 0 |  |  |  |  | 0 | 0 | 0.0187 | 0 | 0.6612 | 0 | 0 | 0
| 0 |  |  |  |  | 0 | 0 | 0.0187 | 0 | 0.6612 | 0 | 0 | 0
| 0 |  |  |  |  | 0 | 0 | 0.0187 | 0 | 0.6612 | 0 | 0 | 0
| 0 |  |  |  |  | 0 | 0 | 0.0187 | 0 | 0.6612 | 0 | 0 | 0
| 0 |  |  |  |  | 0 | 0 | 0.0187 | 0 | 0.6612 | 0 | 0 | 0
| 0 |  |  |  |  | 0 | 0 | 0.0187 | 0 | 0.6612 | 0 | 0 | 0
| 0 |  |  |  |  | 0 | 0 | 0.0187 | 0 | 0.6612 | 0 | 0 | 0
| 0 |  |  |  |  | 0 | 0 | 0.0187 | 0 | 0.6612 | 0 | 0 | 0
| 0 |  |  |  |  | 0 | 0 | 0.0187 | 0 | 0.6612 | 0 | 0 | 0
| 0 |  |  |  |  | 0 | 0 | 0.0187 | 0 | 0.6612 | 0 | 0 | 0
| 0 |  |  |  |  | 0 | 0 | 0.0187 | 0 | 0.6612 | 0 | 0 | 0
| 0 |  |  |  |  | 0 | 0 | 0.0187 | 0 | 0.6612 | 0 | 0 | 0
| 0 |  |  |  |  | 0 | 0 | 0.0187 | 0 | 0.6612 | 0 | 0 | 0
| 0 |  |  |  |  | 0 | 0 | 0.0187 | 0 | 0.6612 | 0 | 0 | 0
| 0 |  |  |  |  | 0 | 0 | 0.0187 | 0 | 0.6612 | 0 | 0 | 0
| 0 |  |  |  |  | 0 | 0 | 0.0187 | 0 | 0.6612 | 0 | 0 | 0
| 0 |  |  |  |  | 0 | 0 | 0.0187 | 0 | 0.6612 | 0 | 0 | 0
| 0 |  |  |  |  | 0 | 0 | 0.0187 | 0 | 0.6612 | 0 | 0 | 0
| 0 |  |  |  |  | 0 | 0 | 0.0187 | 0 | 0.6612 | 0 | 0 | 0
| 0 |  |  |  |  | 0 | 0 | 0.0187 | 0 | 0.6612 | 0 | 0 | 0
| 0 |  |  |  |  | 0 | 0 | 0.0187 | 0 | 0.6612 | 0 | 0 | 0
| 0 |  |  |  |  | 0 | 0 | 0.0187 | 0 | 0.6612 | 0 | 0 | 0
| 0 |  |  |  |  | 0 | 0 | 0.0187 | 0 | 0.6612 | 0 | 0 | 0
| 0 |  |  |  |  | 0 | 0 | 0.0187 | 0 | 0.6612 | 0 | 0 | 0
| 0 |  |  |  |  | 0 | 0 | 0.0187 | 0 | 0.6612 | 0 | 0 | 0
| 0 |  |  |  |  | 0 | 0 | 0.0187 | 0 | 0.6612 | 0 | 0 | 0
| 0 |  |  |  |  | 0 | 0 | 0.0187 | 0 | 0.6612 | 0 | 0 | 0
| 0 |  |  |  |  | 0 | 0 | 0.0187 | 0 | 0.6612 | 0 | 0 | 0
| 0 |  |  |  |  | 0 | 0 | 0.0187 | 0 | 0.6612 | 0 | 0 | 0
| 0 |  |  |  |  | 0 | 0 | 0.0187 | 0 | 0.6612 | 0 | 0 | 0
| 0 |  |  |  |  | 0 | 0 | 0.0187 | 0 | 0.6612 | 0 | 0 | 0
| 0 |  |  |  |  | 0 | 0 | 0.0187 | 0 | 0.6612 | 0 | 0 | 0
| 0 |  |  |  |  | 0 | 0 | 0.0187 | 0 | 0.6612 | 0 | 0 | 0
| 0 |  |  |  |  | 0 | 0 | 0.0187 | 0 | 0.6612 | 0 | 0 | 0
| 0 |  |  |  |  | 0 | 0 | 0.0187 | 0 | 0.6612 | 0 | 0 | 0
| 0 |  |  |  |  | 0 | 0 | 0.0187 | 0 | 0.6612 | 0 | 0 | 0
| 0 |  |  |  |  | 0 | 0 | 0.0187 | 0 | 0.6612 | 0 | 0 | 0
| 0 |  |  |  |  | 0 | 0 | 0.0187 | 0 | 0.6612 | 0 | 0 | 0
| 0 |  |  |  |  | 0 | 0 | 0.0187 | 0 | 0.6612 | 0 | 0 | 0
| 0 |  |  |  |  | 0 | 0 | 0.0187 | 0 | 0.6612 | 0 | 0 | 0
| 0 |  |  |  |  | 0 | 0 | 0.0187 | 0 | 0.6612 | 0 | 0 | 0
| 0 |  |  |  |  | 0 | 0 | 0.0187 | 0 | 0.6612 | 0 | 0 | 0
| 0 |  |  |  |  | 0 | 0 | 0.0187 | 0 | 0.6612 | 0 | 0 | 0
| 0 |  |  |  |  | 0 | 0 | 0.0187 | 0 | 0.6612 | 0 | 0 | 0
| 0 |  |  |  |  | 0 | 0 | 0.0187 | 0 | 0.6612 | 0 | 0 | 0
| 0 |  |  |  |  | 0 | 0 | 0.0187 | 0 | 0.6612 | 0 | 0 | 0
| 0 |  |  |  |  | 0 | 0 | 0.0187 | 0 | 0.6612 | 0 | 0 | 0
| 0 |  |  |  |  | 0 | 0 | 0.0187 | 0 | 0.6612 | 0 | 0 | 0
| 0 |  |  |  |  | 0 | 0 | 0.0187 | 0 | 0.6612 | 0 | 0 | 0
| 0 |  |  |  |  | 0 | 0 | 0.0187 | 0 | 0.6612 | 0 | 0 | 0
| 0 |  |  |  |  | 0 | 0 | 0.0187 | 0 | 0.6612 | 0 | 0 | 0
| 0 |  |  |  |  | 0 | 0 | 0.0187 | 0 | 0.6612 | 0 | 0 | 0
| 0 |  |  |  |  | 0 | 0 | 0.0187 | 0 | 0.6612 | 0 | 0 | 0
| 0 |  |  |  |  | 0 | 0 | 0.0187 | 0 | 0.6612 | 0 | 0 | 0
| 0 |  |  |  |  | 0 | 0 | 0.0187 | 0 | 0.6612 | 0 | 0 | 0
| 0 |  |  |  |  | 0 | 0 | 0.0187 | 0 | 0.6612 | 0 | 0 | 0
| 0 |  |  |  |  | 0 | 0 | 0.0187 | 0 | 0.6612 | 0 | 0 | 0
| 0 |  |  |  |  | 0 | 0 | 0.0187 | 0 | 0.6612 | 0 | 0 | 0
| 0 |  |  |  |  | 0 | 0 | 0.0187 | 0 | 0.6612 | 0 | 0 | 0
| 0 |  |  |  |  | 0 | 0 | 0.0187 | 0 | 0.6612 | 0 | 0 | 0
| 0 |  |  |  |  | 0 | 0 | 0.0187 | 0 | 0.6612 | 0 | 0 | 0
| 0 |  |  |  |  | 0 | 0 | 0.0187 | 0 | 0.6612 | 0 | 0 | 0
| 0 |  |  |  |  | 0 | 0 | 0.0187 | 0 | 0.6612 | 0 | 0 | 0
| 0 |  |  |  |  | 0 | 0 | 0.0187 | 0 | 0.6612 | 0 | 0 | 0
| 0 |  |  |  |  | 0 | 0 | 0.0187 | 0 | 0.6612 | 0 | 0 | 0
| 0 |  |  |  |  | 0 | 0 | 0.0187 | 0 | 0.6612 | 0 | 0 | 0
| 0 |  |  |  |  | 0 | 0 | 0.0187 | 0 | 0.6612 | 0 | 0 | 0
| 0 |  |  |  |  | 0 | 0 | 0.0187 | 0 | 0.6612 | 0 | 0 | 0
| 0 |  |  |  |  | 0 | 0 | 0.0187 | 0 | 0.6612 | 0 | 0 | 0
| 0 |  |  |  |  | 0 | 0 | 0.0187 | 0 | 0.6612 | 0 | 0 | 0
| 0 |  |  |  |  | 0 | 0 | 0.0187 | 0 | 0.6612 | 0 | 0 | 0
| 0 |  |  |  |  | 0 | 0 | 0.0187 | 0 | 0.6612 | 0 | 0 | 0
| 0 |  |  |  |  | 0 | 0 | 0.0187 | 0 | 0.6612 | 0 | 0 | 0
| 0 |  |  |  |  | 0 | 0 | 0.0187 | 0 | 0.6612 | 0 | 0 | 0
| 0 |  |  |  |  | 0 | 0 | 0.0187 | 0 | 0.6612 | 0 | 0 | 0
| 0 |  |  |  |  | 0 | 0 | 0.0187 | 0 | 0.6612 | 0 | 0 | 0
| 0 |  |  |  |  | 0 | 0 | 0.0187 | 0 | 0.6612 | 0 | 0 | 0
| 0 |  |  |  |  | 0 | 0 | 0.0187 | 0 | 0.6612 | 0 | 0 | 0
| 0 |  |  |  |  | 0 | 0 | 0.0187 | 0 | 0.6612 | 0 | 0 | 0
| 0 |  |  |  |  | 0 | 0 | 0.0187 | 0 | 0.6612 | 0 | 0 | 0
| 0 |  |  |  |  | 0 | 0 | 0.0187 | 0 | 0.6612 | 0 | 0 | 0
| 0 |  |  |  |  | 0 | 0 | 0.0187 | 0 | 0.6612 | 0 | 0 | 0
| 0 |  |  |  |  | 0 | 0 | 0.0187 | 0 | 0.6612 | 0 | 0 | 0
| 0 |  |  |  |  | 0 | 0 | 0.0187 | 0 | 0.6612 | 0 | 0 | 0
| 0 |  |  |  |  | 0 | 0 | 0.0187 | 0 | 0.6612 | 0 | 0 | 0
| 0 |  |  |  |  | 0 | 0 | 0.0187 | 0 | 0.6612 | 0 | 0 | 0
| 0 |  |  |  |  | 0 | 0 | 0.0187 | 0 | 0.6612 | 0 | 0 | 0
| 0 |  |  |  |  | 0 | 0 | 0.0187 | 0 | 0.6612 | 0 | 0 | 0
| 0 |  |  |  |  | 0 | 0 | 0.0187 | 0 | 0.6612 | 0 | 0 | 0
| 0 |  |  |  |  | 0 | 0 | 0.0187 | 0 | 0.6612 | 0 | 0 | 0
| 0 |  |  |  |  | 0 | 0 | 0.0187 | 0 | 0.6612 | 0 | 0 | 0
| 0 |  |  |  |  | 0 | 0 | 0.0187 | 0 | 0.6612 | 0 | 0 | 0
| 0 |  |  |  |  | 0 | 0 | 0.0187 | 0 | 0.6612 | 0 | 0 | 0
| 0 |  |  |  |  | 0 | 0 | 0.0187 | 0 | 0.6612 | 0 | 0 | 0
| 0 |  |  |  |  | 0 | 0 | 0.0187 | 0 | 0.6612 | 0 | 0 | 0
| 0 |  |  |  |  | 0 | 0 | 0.0187 | 0 | 0.6612 | 0 | 0 | 0
| 0 |  |  |  |  | 0 | 0 | 0.0187 | 0 | 0.6612 | 0 | 0 | 0
| 0 |  |  |  |  | 0 | 0 | 0.0187 | 0 | 0.6612 | 0 | 0 | 0
| 0 |  |  |  |  | 0 | 0 | 0.0187 | 0 | 0.6612 | 0 | 0 | 0
| 0 |  |  |  |  | 0 | 0 | 0.0187 | 0 | 0.6612 | 0 | 0 | 0
| 0 |  |  |  |  | 0 | 0 | 0.0187 | 0 | 0.6612 | 0 | 0 | 0
| 0 |  |  |  |  | 0 | 0 | 0.0187 | 0 | 0.6612 | 0 | 0 | 0
| 0 |  |  |  |  | 0 | 0 | 0.0187 | 0 | 0.6612 | 0 | 0 | 0
| 0 |  |  |  |  | 0 | 0 | 0.0187 | 0 | 0.6612 | 0 | 0 | 0
| 0 |  |  |  |  | 0 | 0 | 0.0187 | 0 | 0.6612 | 0 | 0 | 0
| 0 |  |  |  |  | 0 | 0 | 0.0187 | 0 | 0.6612 | 0 | 0 | 0
| 0 |  |  |  |  | 0 | 0 | 0.0187 | 0 | 0.6612 | 0 | 0 | 0
| 0 |  |  |  |  | 0 | 0 | 0.0187 | 0 | 0.6612 | 0 | 0 | 0
| 0 |  |  |  |  | 0 | 0 | 0.0187 | 0 | 0.6612 | 0 | 0 | 0
| 0 |  |  |  |  | 0 | 0 | 0.0187 | 0 | 0.6612 | 0 | 0 | 0
| 0 |  |  |  |  | 0 | 0 | 0.0187 | 0 | 0.6612 | 0 | 0 | 0
| 0 |  |  |  |  | 0 | 0 | 0.0187 | 0 | 0.6612 | 0 | 0 | 0
| 0 |  |  |  |  | 0 | 0 | 0.0187 | 0 | 0.6612 | 0 | 0 | 0
| 0 |  |  |  |  | 0 | 0 | 0.0187 | 0 | 0.6612 | 0 | 0 | 0
| 0 |  |  |  |  | 0 | 0 | 0.0187 | 0 | 0.6612 | 0 | 0 | 0
| 0 |  |  |  |  | 0 | 0 | 0.0187 | 0 | 0.6612 | 0 | 0 | 0
| 0 |  |  |  |  | 0 | 0 | 0.0187 | 0 | 0.6612 | 0 | 0 | 0
| 0 |  |  |  |  | 0 | 0 | 0.0187 | 0 | 0.6612 | 0 | 0 | 0
| 0 |  |  |  |  | 0 | 0 | 0.0187 | 0 | 0.6612 | 0 | 0 | 0
| 0 |  |  |  |  | 0 | 0 | 0.0187 | 0 | 0.6612 | 0 | 0 | 0
| 0 |  |  |  |  | 0 | 0 | 0.0187 | 0 | 0.6612 | 0 | 0 | 0
| 0 |  |  |  |  | 0 | 0 | 0.0187 | 0 | 0.6612 | 0 | 0 | 0
| 0 |  |  |  |  | 0 | 0 | 0.0187 | 0 | 0.6612 | 0 | 0 | 0
| 0 |  |  |  |  | 0 | 0 | 0.0187 | 0 | 0.6612 | 0 | 0 | 0
| 0 |  |  |  |  | 0 | 0 | 0.0187 | 0 | 0.6612 | 0 | 0 | 0
| 0 |  |  |  |  | 0 | 0 | 0.0187 | 0 | 0.6612 | 0 | 0 | 0
| 0 |  |  |  |  | 0 | 0 | 0.0187 | 0 | 0.6612 | 0 | 0 | 0
| 0 |  |  |  |  | 0 | 0 | 0.0187 | 0 | 0.6612 | 0 | 0 | 0
| 0 |  |  |  |  | 0 | 0 | 0.0187 | 0 | 0.6612 | 0 | 0 | 0
| 0 |  |  |  |  | 0 | 0 | 0.0187 | 0 | 0.6612 | 0 | 0 | 0
| 0 |  |  |  |  | 0 | 0 | 0.0187 | 0 | 0.6612 | 0 | 0 | 0
| 0 |  |  |  |  | 0 | 0 | 0.0187 | 0 | 0.6612 | 0 | 0 | 0
| 0 |  |  |  |  | 0 | 0 | 0.0187 | 0 | 0.6612 | 0 | 0 | 0
| 0 |  |  |  |  | 0 | 0 | 0.0187 | 0 | 0.6612 | 0 | 0 | 0
| 0 |  |  |  |  | 0 | 0 | 0.0187 | 0 | 0.6612 | 0 | 0 | 0
| 0 |  |  |  |  | 0 | 0 | 0.0187 | 0 | 0.6612 | 0 | 0 | 0
| 0 |  |  |  |  | 0 | 0 | 0.0187 | 0 | 0.6612 | 0 | 0 | 0
| 0 |  |  |  |  | 0 | 0 | 0.0187 | 0 | 0.6612 | 0 | 0 | 0
| 0 |  |  |  |  | 0 | 0 | 0.0187 | 0 | 0.6612 | 0 | 0 | 0
| 0 |  |  |  |  | 0 | 0 | 0.0187 | 0 | 0.6612 | 0 | 0 | 0
| 0 |  |  |  |  | 0 | 0 | 0.0187 | 0 | 0.6612 | 0 | 0 | 0
| 0 |  |  |  |  | 0 | 0 | 0.0187 | 0 | 0.6612 | 0 | 0 | 0
| 0 |  |  |  |  | 0 | 0 | 0.0187 | 0 | 0.6612 | 0 | 0 | 0
| 0 |  |  |  |  | 0 | 0 | 0.0187 | 0 | 0.6612 | 0 | 0 | 0
| 0 |  |  |  |  | 0 | 0 | 0.0187 | 0 | 0.6612 | 0 | 0 | 0
| 0 |  |  |  |  | 0 | 0 | 0.0187 | 0 | 0.6612 | 0 | 0 | 0
| 0 |  |  |  |  | 0 | 0 | 0.0187 | 0 | 0.6612 | 0 | 0 | 0
| 0 |  |  |  |  | 0 | 0 | 0.0187 | 0 | 0.6612 | 0 | 0 | 0
| 0 |  |  |  |  | 0 | 0 | 0.0187 | 0 | 0.6612 | 0 | 0 | 0
| 0 |  |  |  |  | 0 | 0 | 0.0187 | 0 | 0.6612 | 0 | 0 | 0
| 0 |  |  |  |  | 0 | 0 | 0.0187 | 0 | 0.6612 | 0 | 0 | 0
| 0 |  |  |  |  | 0 | 0 | 0.0187 | 0 | 0.6612 | 0 | 0 | 0
| 0 |  |  |  |  | 0 | 0 | 0.0187 | 0 | 0.6612 | 0 | 0 | 0
| 0 |  |  |  |  | 0 | 0 | 0.0187 | 0 | 0.6612 | 0 | 0 | 0
| 0 |  |  |  |  | 0 | 0 | 0.0187 | 0 | 0.6612 | 0 | 0 | 0
| 0 |  |  |  |  | 0 | 0 | 0.0187 | 0 | 0.6612 | 0 | 0 | 0
| 0 |  |  |  |  | 0 | 0 | 0.0187 | 0 | 0.6612 | 0 | 0 | 0
| 0 |  |  |  |  | 0 | 0 | 0.0187 | 0 | 0.6612 | 0 | 0 | 0
| 0 |  |  |  |  | 0 | 0 | 0.0187 | 0 | 0.6612 | 0 | 0 | 0
| 0 |  |  |  |  | 0 | 0 | 0.0187 | 0 | 0.6612 | 0 | 0 | 0
| 0 |  |  |  |  | 0 | 0 | 0.0187 | 0 | 0.6612 | 0 | 0 | 0
| 0 |  |  |  |  | 0 | 0 | 0.0187 | 0 | 0.6612 | 0 | 0 | 0
| 0 |  |  |  |  | 0 | 0 | 0.0187 | 0 | 0.6612 | 0 | 0 | 0
| 0 |  |  |  |  | 0 | 0 | 0.0187 | 0 | 0.6612 | 0 | 0 | 0
| 0 |  |  |  |  | 0 | 0 | 0.0187 | 0 | 0.6612 | 0 | 0 | 0
| 0 |  |  |  |  | 0 | 0 | 0.0187 | 0 | 0.6612 | 0 | 0 | 0
| 0 |  |  |  |  | 0 | 0 | 0.0187 | 0 | 0.6612 | 0 | 0 | 0
| 0 |  |  |  |  | 0 | 0 | 0.0187 | 0 | 0.6612 | 0 | 0 | 0
| 0 |  |  |  |  | 0 | 0 | 0.0187 | 0 | 0.6612 | 0 | 0 | 0
| 0 |  |  |  |  | 0 | 0 | 0.0187 | 0 | 0.6612 | 0 | 0 | 0
| 0 |  |  |  |  | 0 | 0 | 0.0187 | 0 | 0.6612 | 0 | 0 | 0
| 0 |  |  |  |  | 0 | 0 | 0.0187 | 0 | 0.6612 | 0 | 0 | 0
| 0 |  |  |  |  | 0 | 0 | 0.0187 | 0 | 0.6612 | 0 | 0 | 0
| 0 |  |  |  |  | 0 | 0 | 0.0187 | 0 | 0.6612 | 0 | 0 | 0
| 0 |  |  |  |  | 0 | 0 | 0.0187 | 0 | 0.6612 | 0 | 0 | 0
| 0 |  |  |  |  | 0 | 0 | 0.0187 | 0 | 0.6612 | 0 | 0 | 0
| 0 |  |  |  |  | 0 | 0 | 0.0187 | 0 | 0.6612 | 0 | 0 | 0
| 0 |  |  |  |  | 0 | 0 | 0.0187 | 0 | 0.6612 | 0 | 0 | 0
| 0 |  |  |  |  | 0 | 0 | 0.0187 | 0 | 0.6612 | 0 | 0 | 0
| 0 |  |  |  |  | 0 | 0 | 0.0187 | 0 | 0.6612 | 0 | 0 | 0
| 0 |  |  |  |  | 0 | 0 | 0.0187 | 0 | 0.6612 | 0 | 0 | 0
| 0 |  |  |  |  | 0 | 0 | 0.0187 | 0 | 0.6612 | 0 | 0 | 0
| 0 |  |  |  |  | 0 | 0 | 0.0187 | 0 | 0.6612 | 0 | 0 | 0
| 0 |  |  |  |  | 0 | 0 | 0.0187 | 0 | 0.6612 | 0 | 0 | 0
| 0 |  |  |  |  | 0 | 0 | 0.0187 | 0 | 0.6612 | 0 | 0 | 0
| 0 |  |  |  |  | 0 | 0 | 0.0187 | 0 | 0.6612 | 0 | 0 | 0
| 0 |  |  |  |  | 0 | 0 | 0.0187 | 0 | 0.6612 | 0 | 0 | 0
| 0 |  |  |  |  | 0 | 0 | 0.0187 | 0 | 0.6612 | 0 | 0 | 0
| 0 |  |  |  |  | 0 | 0 | 0.0187 | 0 | 0.6612 | 0 | 0 | 0
| 0 |  |  |  |  | 0 | 0 | 0.0187 | 0 | 0.6612 | 0 | 0 | 0
| 0 |  |  |  |  | 0 | 0 | 0.0187 | 0 | 0.6612 | 0 | 0 | 0
| 0 |  |  |  |  | 0 | 0 | 0.0187 | 0 | 0.6612 | 0 | 0 | 0
| 0 |  |  |  |  | 0 | 0 | 0.0187 | 0 | 0.6612 | 0 | 0 | 0
| 0 |  |  |  |  | 0 | 0 | 0.0187 | 0 | 0.6612 | 0 | 0 | 0
| 0 |  |  |  |  | 0 | 0 | 0.0187 | 0 | 0.6612 | 0 | 0 | 0
| 0 |  |  |  |  | 0 | 0 | 0.0187 | 0 | 0.6612 | 0 | 0 | 0
| 0 |  |  |  |  | 0 | 0 | 0.0187 | 0 | 0.6612 | 0 | 0 | 0
| 0 |  |  |  |  | 0 | 0 | 0.0187 | 0 | 0.6612 | 0 | 0 | 0
| 0 |  |  |  |  | 0 | 0 | 0.0187 | 0 | 0.6612 | 0 | 0 | 0
| 0 |  |  |  |  | 0 | 0 | 0.0187 | 0 | 0.6612 | 0 | 0 | 0
| 0 |  |  |  |  | 0 | 0 | 0.0187 | 0 | 0.6612 | 0 | 0 | 0
| 0 |  |  |  |  | 0 | 0 | 0.0187 | 0 | 0.6612 | 0 | 0 | 0
| 0 |  |  |  |  | 0 | 0 | 0.0187 | 0 | 0.6612 | 0 | 0 | 0
| 0 |  |  |  |  | 0 | 0 | 0.0187 | 0 | 0.6612 | 0 | 0 | 0
| 0 |  |  |  |  | 0 | 0 | 0.0187 | 0 | 0.6612 | 0 | 0 | 0
| 0 |  |  |  |  | 0 | 0 | 0.0187 | 0 | 0.6612 | 0 | 0 | 0
| 0 |  |  |  |  | 0 | 0 | 0.0187 | 0 | 0.6612 | 0 | 0 | 0
| 0 |  |  |  |  | 0 | 0 | 0.0187 | 0 | 0.6612 | 0 | 0 | 0
| 0 |  |  |  |  | 0 | 0 | 0.0187 | 0 | 0.6612 | 0 | 0 | 0
| 0 |  |  |  |  | 0 | 0 | 0.0187 | 0 | 0.6612 | 0 | 0 | 0
| 0 |  |  |  |  | 0 | 0 | 0.0187 | 0 | 0.6612 | 0 | 0 | 0
| 0 |  |  |  |  | 0 | 0 | 0.0187 | 0 | 0.6612 | 0 | 0 | 0
| 0 |  |  |  |  | 0 | 0 | 0.0187 | 0 | 0.6612 | 0 | 0 | 0
| 0 |  |  |  |  | 0 | 0 | 0.0187 | 0 | 0.6612 | 0 | 0 | 0
| 0 |  |  |  |  | 0 | 0 | 0.0187 | 0 | 0.6612 | 0 | 0 | 0
| 0 |  |  |  |  | 0 | 0 | 0.0187 | 0 | 0.6612 | 0 | 0 | 0
| 0 |  |  |  |  | 0 | 0 | 0.0187 | 0 | 0.6612 | 0 | 0 | 0
| 0 |  |  |  |  | 0 | 0 | 0.0187 | 0 | 0.6612 | 0 | 0 | 0
| 0 |  |  |  |  | 0 | 0 | 0.0187 | 0 | 0.6612 | 0 | 0 | 0
| 0 |  |  |  |  | 0 | 0 | 0.0187 | 0 | 0.6612 | 0 | 0 | 0
| 0 |  |  |  |  | 0 | 0 | 0.0187 | 0 | 0.6612 | 0 | 0 | 0
| 0 |  |  |  |  | 0 | 0 | 0.0187 | 0 | 0.6612 | 0 | 0 | 0
| 0 |  |  |  |  | 0 | 0 | 0.0187 | 0 | 0.6612 | 0 | 0 | 0
| 0 |  |  |  |  | 0 | 0 | 0.0187 | 0 | 0.6612 | 0 | 0 | 0
| 0 |  |  |  |  | 0 | 0 | 0.0187 | 0 | 0.6612 | 0 | 0 | 0
| 0 |  |  |  |  | 0 | 0 | 0.0187 | 0 | 0.6612 | 0 | 0 | 0
| 0 |  |  |  |  | 0 | 0 | 0.0187 | 0 | 0.6612 | 0 | 0 | 0
| 0 |  |  |  |  | 0 | 0 | 0.0187 | 0 | 0.6612 | 0 | 0 | 0
| 0 |  |  |  |  | 0 | 0 | 0.0187 | 0 | 0.6612 | 0 | 0 | 0
| 0 |  |  |  |  | 0 | 0 | 0.0187 | 0 | 0.6612 | 0 | 0 | 0
| 0 |  |  |  |  | 0 | 0 | 0.0187 | 0 | 0.6612 | 0 | 0 | 0
| 0 |  |  |  |  | 0 | 0 | 0.0187 | 0 | 0.6612 | 0 | 0 | 0
| 0 |  |  |  |  | 0 | 0 | 0.0187 | 0 | 0.6612 | 0 | 0 | 0
| 0 |  |  |  |  | 0 | 0 | 0.0187 | 0 | 0.6612 | 0 | 0 | 0
| 0 |  |  |  |  | 0 | 0 | 0.0187 | 0 | 0.6612 | 0 | 0 | 0
| 0 |  |  |  |  | 0 | 0 | 0.0187 | 0 | 0.6612 | 0 | 0 | 0
| 0 |  |  |  |  | 0 | 0 | 0.0187 | 0 | 0.6612 | 0 | 0 | 0
| 0 |  |  |  |  | 0 | 0 | 0.0187 | 0 | 0.6612 | 0 | 0 | 0
| 0 |  |  |  |  | 0 | 0 | 0.0187 | 0 | 0.6612 | 0 | 0 | 0
| 0 |  |  |  |  | 0 | 0 | 0.0187 | 0 | 0.6612 | 0 | 0 | 0
| 0 |  |  |  |  | 0 | 0 | 0.0187 | 0 | 0.6612 | 0 | 0 | 0
| 0 |  |  |  |  | 0 | 0 | 0.0187 | 0 | 0.6612 | 0 | 0 | 0
| 0 |  |  |  |  | 0 | 0 | 0.0187 | 0 | 0.6612 | 0 | 0 | 0
| 0 |  |  |  |  | 0 | 0 | 0.0187 | 0 | 0.6612 | 0 | 0 | 0
| 0 |  |  |  |  | 0 | 0 | 0.0187 | 0 | 0.6612 | 0 | 0 | 0
| 0 |  |  |  |  | 0 | 0 | 0.0187 | 0 | 0.6612 | 0 | 0 | 0
| 0 |  |  |  |  | 0 | 0 | 0.0187 | 0 | 0.6612 | 0 | 0 | 0
| 0 |  |  |  |  | 0 | 0 | 0.0187 | 0 | 0.6612 | 0 | 0 | 0
| 0 |  |  |  |  | 0 | 0 | 0.0187 | 0 | 0.6612 | 0 | 0 | 0
| 0 |  |  |  |  | 0 | 0 | 0.0187 | 0 | 0.6612 | 0 | 0 | 0
| 0 |  |  |  |  | 0 | 0 | 0.0187 | 0 | 0.6612 | 0 | 0 | 0
| 0 |  |  |  |  | 0 | 0 | 0.0187 | 0 | 0.6612 | 0 | 0 | 0
| 0 |  |  |  |  | 0 | 0 | 0.0187 | 0 | 0.6612 | 0 | 0 | 0
| 0 |  |  |  |  | 0 | 0 | 0.0187 | 0 | 0.6612 | 0 | 0 | 0
| 0 |  |  |  |  | 0 | 0 | 0.0187 | 0 | 0.6612 | 0 | 0 | 0
| 0 |  |  |  |  | 0 | 0 | 0.0187 | 0 | 0.6612 | 0 | 0 | 0
| 0 |  |  |  |  | 0 | 0 | 0.0187 | 0 | 0.6612 | 0 | 0 | 0
| 0 |  |  |  |  | 0 | 0 | 0.0187 | 0 | 0.6612 | 0 | 0 | 0
| 0 |  |  |  |  | 0 | 0 | 0.0187 | 0 | 0.6612 | 0 | 0 | 0
| 0 |  |  |  |  | 0 | 0 | 0.0187 | 0 | 0.6612 | 0 | 0 | 0
| 0 |  |  |  |  | 0 | 0 | 0.0187 | 0 | 0.6612 | 0 | 0 | 0
| 0 |  |  |  |  | 0 | 0 | 0.0187 | 0 | 0.6612 | 0 | 0 | 0
| 0 |  |  |  |  | 0 | 0 | 0.0187 | 0 | 0.6612 | 0 | 0 | 0
| 0 |  |  |  |  | 0 | 0 | 0.0187 | 0 | 0.6612 | 0 | 0 | 0
| 0 |  |  |  |  | 0 | 0 | 0.0187 | 0 | 0.6612 | 0 | 0 | 0
| 0 |  |  |  |  | 0 | 0 | 0.0187 | 0 | 0.6612 | 0 | 0 | 0
| 0 |  |  |  |  | 0 | 0 | 0.0187 | 0 | 0.6612 | 0 | 0 | 0
| 0 |  |  |  |  | 0 | 0 | 0.0187 | 0 | 0.6612 | 0 | 0 | 0
| 0 |  |  |  |  | 0 | 0 | 0.0187 | 0 | 0.6612 | 0 | 0 | 0
| 0 |  |  |  |  | 0 | 0 | 0.0187 | 0 | 0.6612 | 0 | 0 | 0
| 0 |  |  |  |  | 0 | 0 | 0.0187 | 0 | 0.6612 | 0 | 0 | 0
| 0 |  |  |  |  | 0 | 0 | 0.0187 | 0 | 0.6612 | 0 | 0 | 0
| 0 |  |  |  |  | 0 | 0 | 0.0187 | 0 | 0.6612 | 0 | 0 | 0
| 0 |  |  |  |  | 0 | 0 | 0.0187 | 0 | 0.6612 | 0 | 0 | 0
| 0 |  |  |  |  | 0 | 0 | 0.0187 | 0 | 0.6612 | 0 | 0 | 0
| 0 |  |  |  |  | 0 | 0 | 0.0187 | 0 | 0.6612 | 0 | 0 | 0
| 0 |  |  |  |  | 0 | 0 | 0.0187 | 0 | 0.6612 | 0 | 0 | 0
| 0 |  |  |  |  | 0 | 0 | 0.0187 | 0 | 0.6612 | 0 | 0 | 0
| 0 |  |  |  |  | 0 | 0 | 0.0187 | 0 | 0.6612 | 0 | 0 | 0
| 0 |  |  |  |  | 0 | 0 | 0.0187 | 0 | 0.6612 | 0 | 0 | 0
| 0 |  |  |  |  | 0 | 0 | 0.0187 | 0 | 0.6612 | 0 | 0 | 0
| 0 |  |  |  |  | 0 | 0 | 0.0187 | 0 | 0.6612 | 0 | 0 | 0
| 0 |  |  |  |  | 0 | 0 | 0.0187 | 0 | 0.6612 | 0 | 0 | 0
| 0 |  |  |  |  | 0 | 0 | 0.0187 | 0 | 0.6612 | 0 | 0 | 0
| 0 |  |  |  |  | 0 | 0 | 0.0187 | 0 | 0.6612 | 0 | 0 | 0
| 0 |  |  |  |  | 0 | 0 | 0.0187 | 0 | 0.6612 | 0 | 0 | 0
| 0 |  |  |  |  | 0 | 0 | 0.0187 | 0 | 0.6612 | 0 | 0 | 0
| 0 |  |  |  |  | 0 | 0 | 0.0187 | 0 | 0.6612 | 0 | 0 | 0
| 0 |  |  |  |  | 0 | 0 | 0.0187 | 0 | 0.6612 | 0 | 0 | 0
| 0 |  |  |  |  | 0 | 0 | 0.0187 | 0 | 0.6612 | 0 | 0 | 0
| 0 |  |  |  |  | 0 | 0 | 0.0187 | 0 | 0.6612 | 0 | 0 | 0
| 0 |  |  |  |  | 0 | 0 | 0.0187 | 0 | 0.6612 | 0 | 0 | 0
| 0 |  |  |  |  | 0 | 0 | 0.0187 | 0 | 0.6612 | 0 | 0 | 0
| 0 |  |  |  |  | 0 | 0 | 0.0187 | 0 | 0.6612 | 0 | 0 | 0
| 0 |  |  |  |  | 0 | 0 | 0.0187 | 0 | 0.6612 | 0 | 0 | 0
| 0 |  |  |  |  | 0 | 0 | 0.0187 | 0 | 0.6612 | 0 | 0 | 0
| 0 |  |  |  |  | 0 | 0 | 0.0187 | 0 | 0.6612 | 0 | 0 | 0
| 0 |  |  |  |  | 0 | 0 | 0.0187 | 0 | 0.6612 | 0 | 0 | 0
| 0 |  |  |  |  | 0 | 0 | 0.0187 | 0 | 0.6612 | 0 | 0 | 0
| 0 |  |  |  |  | 0 | 0 | 0.0187 | 0 | 0.6612 | 0 | 0 | 0
| 0 |  |  |  |  | 0 | 0 | 0.0187 | 0 | 0.6612 | 0 | 0 | 0
| 0 |  |  |  |  | 0 | 0 | 0.0187 | 0 | 0.6612 | 0 | 0 | 0
| 0 |  |  |  |  | 0 | 0 | 0.0187 | 0 | 0.6612 | 0 | 0 | 0
| 0 |  |  |  |  | 0 | 0 | 0.0187 | 0 | 0.6612 | 0 | 0 | 0
| 0 |  |  |  |  | 0 | 0 | 0.0187 | 0 | 0.6612 | 0 | 0 | 0
| 0 |  |  |  |  | 0 | 0 | 0.0187 | 0 | 0.6612 | 0 | 0 | 0
| 0 |  |  |  |  | 0 | 0 | 0.0187 | 0 | 0.6612 | 0 | 0 | 0
| 0 |  |  |  |  | 0 | 0 | 0.0187 | 0 | 0.6612 | 0 | 0 | 0
| 0 |  |  |  |  | 0 | 0 | 0.0187 | 0 | 0.6612 | 0 | 0 | 0
| 0 |  |  |  |  | 0 | 0 | 0.0187 | 0 | 0.6612 | 0 | 0 | 0
| 0 |  |  |  |  | 0 | 0 | 0.0187 | 0 | 0.6612 | 0 | 0 | 0
| 0 |  |  |  |  | 0 | 0 | 0.0187 | 0 | 0.6612 | 0 | 0 | 0
| 0 |  |  |  |  | 0 | 0 | 0.0187 | 0 | 0.6612 | 0 | 0 | 0
| 0 |  |  |  |  | 0 | 0 | 0.0187 | 0 | 0.6612 | 0 | 0 | 0
| 0 |  |  |  |  | 0 | 0 | 0.0187 | 0 | 0.6612 | 0 | 0 | 0
| 0 |  |  |  |  | 0 | 0 | 0.0187 | 0 | 0.6612 | 0 | 0 | 0
| 0 |  |  |  |  | 0 | 0 | 0.0187 | 0 | 0.6612 | 0 | 0 | 0
| 0 |  |  |  |  | 0 | 0 | 0.0187 | 0 | 0.6612 | 0 | 0 | 0
| 0 |  |  |  |  | 0 | 0 | 0.0187 | 0 | 0.6612 | 0 | 0 | 0
| 0 |  |  |  |  | 0 | 0 | 0.0187 | 0 | 0.6612 | 0 | 0 | 0
| 0 |  |  |  |  | 0 | 0 | 0.0187 | 0 | 0.6612 | 0 | 0 | 0
| 0 |  |  |  |  | 0 | 0 | 0.0187 | 0 | 0.6612 | 0 | 0 | 0
| 0 |  |  |  |  | 0 | 0 | 0.0187 | 0 | 0.6612 | 0 | 0 | 0
| 0 |  |  |  |  | 0 | 0 | 0.0187 | 0 | 0.6612 | 0 | 0 | 0
| 0 |  |  |  |  | 0 | 0 | 0.0187 | 0 | 0.6612 | 0 | 0 | 0
| 0 |  |  |  |  | 0 | 0 | 0.0187 | 0 | 0.6612 | 0 | 0 | 0
| 0 |  |  |  |  | 0 | 0 | 0.0187 | 0 | 0.6612 | 0 | 0 | 0
| 0 |  |  |  |  | 0 | 0 | 0.0187 | 0 | 0.6612 | 0 | 0 | 0
| 0 |  |  |  |  | 0 | 0 | 0.0187 | 0 | 0.6612 | 0 | 0 | 0
| 0 |  |  |  |  | 0 | 0 | 0.0187 | 0 | 0.6612 | 0 | 0 | 0
| 0 |  |  |  |  | 0 | 0 | 0.0187 | 0 | 0.6612 | 0 | 0 | 0
| 0 |  |  |  |  | 0 | 0 | 0.0187 | 0 | 0.6612 | 0 | 0 | 0
| 0 |  |  |  |  | 0 | 0 | 0.0187 | 0 | 0.6612 | 0 | 0 | 0
| 0 |  |  |  |  | 0 | 0 | 0.0187 | 0 | 0.6612 | 0 | 0 | 0
| 0 |  |  |  |  | 0 | 0 | 0.0187 | 0 | 0.6612 | 0 | 0 | 0
| 0 |  |  |  |  | 0 | 0 | 0.0187 | 0 | 0.6612 | 0 | 0 | 0
| 0 |  |  |  |  | 0 | 0 | 0.0187 | 0 | 0.6612 | 0 | 0 | 0
| 0 |  |  |  |  | 0 | 0 | 0.0187 | 0 | 0.6612 | 0 | 0 | 0
| 0 |  |  |  |  | 0 | 0 | 0.0187 | 0 | 0.6612 | 0 | 0 | 0
| 0 |  |  |  |  | 0 | 0 | 0.0187 | 0 | 0.6612 | 0 | 0 | 0
| 0 |  |  |  |  | 0 | 0 | 0.0187 | 0 | 0.6612 | 0 | 0 | 0
| 0 |  |  |  |  | 0 | 0 | 0.0187 | 0 | 0.6612 | 0 | 0 | 0
| 0 |  |  |  |  | 0 | 0 | 0.0187 | 0 | 0.6612 | 0 | 0 | 0
| 0 |  |  |  |  | 0 | 0 | 0.0187 | 0 | 0.6612 | 0 | 0 | 0
| 0 |  |  |  |  | 0 | 0 | 0.0187 | 0 | 0.6612 | 0 | 0 | 0
| 0 |  |  |  |  | 0 | 0 | 0.0187 | 0 | 0.6612 | 0 | 0 | 0
| 0 |  |  |  |  | 0 | 0 | 0.0187 | 0 | 0.6612 | 0 | 0 | 0
| 0 |  |  |  |  | 0 | 0 | 0.0187 | 0 | 0.6612 | 0 | 0 | 0
| 0 |  |  |  |  | 0 | 0 | 0.0187 | 0 | 0.6612 | 0 | 0 | 0
| 0 |  |  |  |  | 0 | 0 | 0.0187 | 0 | 0.6612 | 0 | 0 | 0
| 0 |  |  |  |  | 0 | 0 | 0.0187 | 0 | 0.6612 | 0 | 0 | 0
| 0 |  |  |  |  | 0 | 0 | 0.0187 | 0 | 0.6612 | 0 | 0 | 0
| 0 |  |  |  |  | 0 | 0 | 0.0187 | 0 | 0.6612 | 0 | 0 | 0
| 0 |  |  |  |  | 0 | 0 | 0.0187 | 0 | 0.6612 | 0 | 0 | 0
| 0 |  |  |  |  | 0 | 0 | 0.0187 | 0 | 0.6612 | 0 | 0 | 0
| 0 |  |  |  |  | 0 | 0 | 0.0187 | 0 | 0.6612 | 0 | 0 | 0
| 0 |  |  |  |  | 0 | 0 | 0.0187 | 0 | 0.6612 | 0 | 0 | 0
| 0 |  |  |  |  | 0 | 0 | 0.0187 | 0 | 0.6612 | 0 | 0 | 0
| 0 |  |  |  |  | 0 | 0 | 0.0187 | 0 | 0.6612 | 0 | 0 | 0
| 0 |  |  |  |  | 0 | 0 | 0.0187 | 0 | 0.6612 | 0 | 0 | 0
| 0 |  |  |  |  | 0 | 0 | 0.0187 | 0 | 0.6612 | 0 | 0 | 0
| 0 |  |  |  |  | 0 | 0 | 0.0187 | 0 | 0.6612 | 0 | 0 | 0
| 0 |  |  |  |  | 0 | 0 | 0.0187 | 0 | 0.6612 | 0 | 0 | 0
| 0 |  |  |  |  | 0 | 0 | 0.0187 | 0 | 0.6612 | 0 | 0 | 0
| 0 |  |  |  |  | 0 | 0 | 0.0187 | 0 | 0.6612 | 0 | 0 | 0
| 0 |  |  |  |  | 0 | 0 | 0.0187 | 0 | 0.6612 | 0 | 0 | 0
| 0 |  |  |  |  | 0 | 0 | 0.0187 | 0 | 0.6612 | 0 | 0 | 0
| 0 |  |  |  |  | 0 | 0 | 0.0187 | 0 | 0.6612 | 0 | 0 | 0
| 0 |  |  |  |  | 0 | 0 | 0.0187 | 0 | 0.6612 | 0 | 0 | 0
| 0 |  |  |  |  | 0 | 0 | 0.0187 | 0 | 0.6612 | 0 | 0 | 0
| 0 |  |  |  |  | 0 | 0 | 0.0187 | 0 | 0.6612 | 0 | 0 | 0
| 0 |  |  |  |  | 0 | 0 | 0.0187 | 0 | 0.6612 | 0 | 0 | 0
| 0 |  |  |  |  | 0 | 0 | 0.0187 | 0 | 0.6612 | 0 | 0 | 0
| 0 |  |  |  |  | 0 | 0 | 0.0187 | 0 | 0.6612 | 0 | 0 | 0
| 0 |  |  |  |  | 0 | 0 | 0.0187 | 0 | 0.6612 | 0 | 0 | 0
| 0 |  |  |  |  | 0 | 0 | 0.0187 | 0 | 0.6612 | 0 | 0 | 0
| 0 |  |  |  |  | 0 | 0 | 0.0187 | 0 | 0.6612 | 0 | 0 | 0
| 0 |  |  |  |  | 0 | 0 | 0.0187 | 0 | 0.6612 | 0 | 0 | 0
| 0 |  |  |  |  | 0 | 0 | 0.0187 | 0 | 0.6612 | 0 | 0 | 0
| 0 |  |  |  |  | 0 | 0 | 0.0187 | 0 | 0.6612 | 0 | 0 | 0
| 0 |  |  |  |  | 0 | 0 | 0.0187 | 0 | 0.6612 | 0 | 0 | 0
| 0 |  |  |  |  | 0 | 0 | 0.0187 | 0 | 0.6612 | 0 | 0 | 0
| 0 |  |  |  |  | 0 | 0 | 0.0187 | 0 | 0.6612 | 0 | 0 | 0
| 0 |  |  |  |  | 0 | 0 | 0.0187 | 0 | 0.6612 | 0 | 0 | 0
| 0 |  |  |  |  | 0 | 0 | 0.0187 | 0 | 0.6612 | 0 | 0 | 0
| 0 |  |  |  |  | 0 | 0 | 0.0187 | 0 | 0.6612 | 0 | 0 | 0
| 0 |  |  |  |  | 0 | 0 | 0.0187 | 0 | 0.6612 | 0 | 0 | 0
| 0 |  |  |  |  | 0 | 0 | 0.0187 | 0 | 0.6612 | 0 | 0 | 0
| 0 |  |  |  |  | 0 | 0 | 0.0187 | 0 | 0.6612 | 0 | 0 | 0
| 0 |  |  |  |  | 0 | 0 | 0.0187 | 0 | 0.6612 | 0 | 0 | 0
| 0 |  |  |  |  | 0 | 0 | 0.0187 | 0 | 0.6612 | 0 | 0 | 0
| 0 |  |  |  |  | 0 | 0 | 0.0187 | 0 | 0.6612 | 0 | 0 | 0
| 0 |  |  |  |  | 0 | 0 | 0.0187 | 0 | 0.6612 | 0 | 0 | 0
| 0 |  |  |  |  | 0 | 0 | 0.0187 | 0 | 0.6612 | 0 | 0 | 0
| 0 |  |  |  |  | 0 | 0 | 0.0187 | 0 | 0.6612 | 0 | 0 | 0
| 0 |  |  |  |  | 0 | 0 | 0.0187 | 0 | 0.6612 | 0 | 0 | 0
| 0 |  |  |  |  | 0 | 0 | 0.0187 | 0 | 0.6612 | 0 | 0 | 0
| 0 |  |  |  |  | 0 | 0 | 0.0187 | 0 | 0.6612 | 0 | 0 | 0
| 0 |  |  |  |  | 0 | 0 | 0.0187 | 0 | 0.6612 | 0 | 0 | 0
| 0 |  |  |  |  | 0 | 0 | 0.0187 | 0 | 0.6612 | 0 | 0 | 0
| 0 |  |  |  |  | 0 | 0 | 0.0187 | 0 | 0.6612 | 0 | 0 | 0
| 0 |  |  |  |  | 0 | 0 | 0.0187 | 0 | 0.6612 | 0 | 0 | 0
| 0 |  |  |  |  | 0 | 0 | 0.0187 | 0 | 0.6612 | 0 | 0 | 0
| 0 |  |  |  |  | 0 | 0 | 0.0187 | 0 | 0.6612 | 0 | 0 | 0
| 0 |  |  |  |  | 0 | 0 | 0.0187 | 0 | 0.6612 | 0 | 0 | 0
| 0 |  |  |  |  | 0 | 0 | 0.0187 | 0 | 0.6612 | 0 | 0 | 0
| 0 |  |  |  |  | 0 | 0 | 0.0187 | 0 | 0.6612 | 0 | 0 | 0
| 0 |  |  |  |  | 0 | 0 | 0.0187 | 0 | 0.6612 | 0 | 0 | 0
| 0 |  |  |  |  | 0 | 0 | 0.0187 | 0 | 0.6612 | 0 | 0 | 0
| 0 |  |  |  |  | 0 | 0 | 0.0187 | 0 | 0.6612 | 0 | 0 | 0
| 0 |  |  |  |  | 0 | 0 | 0.0187 | 0 | 0.6612 | 0 | 0 | 0
| 0 |  |  |  |  | 0 | 0 | 0.0187 | 0 | 0.6612 | 0 | 0 | 0
| 0 |  |  |  |  | 0 | 0 | 0.0187 | 0 | 0.6612 | 0 | 0 | 0
| 0 |  |  |  |  | 0 | 0 | 0.0187 | 0 | 0.6612 | 0 | 0 | 0
| 0 |  |  |  |  | 0 | 0 | 0.0187 | 0 | 0.6612 | 0 | 0 | 0
| 0 |  |  |  |  | 0 | 0 | 0.0187 | 0 | 0.6612 | 0 | 0 | 0
| 0 |  |  |  |  | 0 | 0 | 0.0187 | 0 | 0.6612 | 0 | 0 | 0
| 0 |  |  |  |  | 0 | 0 | 0.0187 | 0 | 0.6612 | 0 | 0 | 0
| 0 |  |  |  |  | 0 | 0 | 0.0187 | 0 | 0.6612 | 0 | 0 | 0
| 0 |  |  |  |  | 0 | 0 | 0.0187 | 0 | 0.6612 | 0 | 0 | 0
| 0 |  |  |  |  | 0 | 0 | 0.0187 | 0 | 0.6612 | 0 | 0 | 0
| 0 |  |  |  |  | 0 | 0 | 0.0187 | 0 | 0.6612 | 0 | 0 | 0
| 0 |  |  |  |  | 0 | 0 | 0.0187 | 0 | 0.6612 | 0 | 0 | 0
| 0 |  |  |  |  | 0 | 0 | 0.0187 | 0 | 0.6612 | 0 | 0 | 0
| 0 |  |  |  |  | 0 | 0 | 0.0187 | 0 | 0.6612 | 0 | 0 | 0
| 0 |  |  |  |  | 0 | 0 | 0.0187 | 0 | 0.6612 | 0 | 0 | 0
| 0 |  |  |  |  | 0 | 0 | 0.0187 | 0 | 0.6612 | 0 | 0 | 0
| 0 |  |  |  |  | 0 | 0 | 0.0187 | 0 | 0.6612 | 0 | 0 | 0
| 0 |  |  |  |  | 0 | 0 | 0.0187 | 0 | 0.6612 | 0 | 0 | 0
| 0 |  |  |  |  | 0 | 0 | 0.0187 | 0 | 0.6612 | 0 | 0 | 0
| 0 |  |  |  |  | 0 | 0 | 0.0187 | 0 | 0.6612 | 0 | 0 | 0
| 0 |  |  |  |  | 0 | 0 | 0.0187 | 0 | 0.6612 | 0 | 0 | 0
| 0 |  |  |  |  | 0 | 0 | 0.0187 | 0 | 0.6612 | 0 | 0 | 0
| 0 |  |  |  |  | 0 | 0 | 0.0187 | 0 | 0.6612 | 0 | 0 | 0
| 0 |  |  |  |  | 0 | 0 | 0.0187 | 0 | 0.6612 | 0 | 0 | 0
| 0 |  |  |  |  | 0 | 0 | 0.0187 | 0 | 0.6612 | 0 | 0 | 0
| 0 |  |  |  |  | 0 | 0 | 0.0187 | 0 | 0.6612 | 0 | 0 | 0
| 0 |  |  |  |  | 0 | 0 | 0.0187 | 0 | 0.6612 | 0 | 0 | 0
| 0 |  |  |  |  | 0 | 0 | 0.0187 | 0 | 0.6612 | 0 | 0 | 0
| 0 |  |  |  |  | 0 | 0 | 0.0187 | 0 | 0.6612 | 0 | 0 | 0
| 0 |  |  |  |  | 0 | 0 | 0.0187 | 0 | 0.6612 | 0 | 0 | 0
| 0 |  |  |  |  | 0 | 0 | 0.0187 | 0 | 0.6612 | 0 | 0 | 0
| 0 |  |  |  |  | 0 | 0 | 0.0187 | 0 | 0.6612 | 0 | 0 | 0
| 0 |  |  |  |  | 0 | 0 | 0.0187 | 0 | 0.6612 | 0 | 0 | 0
| 0 |  |  |  |  | 0 | 0 | 0.0187 | 0 | 0.6612 | 0 | 0 | 0
| 0 |  |  |  |  | 0 | 0 | 0.0187 | 0 | 0.6612 | 0 | 0 | 0
| 0 |  |  |  |  | 0 | 0 | 0.0187 | 0 | 0.6612 | 0 | 0 | 0
| 0 |  |  |  |  | 0 | 0 | 0.0187 | 0 | 0.6612 | 0 | 0 | 0
| 0 |  |  |  |  | 0 | 0 | 0.0187 | 0 | 0.6612 | 0 | 0 | 0
| 0 |  |  |  |  | 0 | 0 | 0.0187 | 0 | 0.6612 | 0 | 0 | 0
| 0 |  |  |  |  | 0 | 0 | 0.0187 | 0 | 0.6612 | 0 | 0 | 0
| 0 |  |  |  |  | 0 | 0 | 0.0187 | 0 | 0.6612 | 0 | 0 | 0
| 0 |  |  |  |  | 0 | 0 | 0.0187 | 0 | 0.6612 | 0 | 0 | 0
| 0 |  |  |  |  | 0 | 0 | 0.0187 | 0 | 0.6612 | 0 | 0 | 0
| 0 |  |  |  |  | 0 | 0 | 0.0187 | 0 | 0.6612 | 0 | 0 | 0
| 0 |  |  |  |  | 0 | 0 | 0.0187 | 0 | 0.6612 | 0 | 0 | 0
| 0 |  |  |  |  | 0 | 0 | 0.0187 | 0 | 0.6612 | 0 | 0 | 0
| 0 |  |  |  |  | 0 | 0 | 0.0187 | 0 | 0.6612 | 0 | 0 | 0
| 0 |  |  |  |  | 0 | 0 | 0.0187 | 0 | 0.6612 | 0 | 0 | 0
| 0 |  |  |  |  | 0 | 0 | 0.0187 | 0 | 0.6612 | 0 | 0 | 0
| 0 |  |  |  |  | 0 | 0 | 0.0187 | 0 | 0.6612 | 0 | 0 | 0
| 0 |  |  |  |  | 0 | 0 | 0.0187 | 0 | 0.6612 | 0 | 0 | 0
| 0 |  |  |  |  | 0 | 0 | 0.0187 | 0 | 0.6612 | 0 | 0 | 0
| 0 |  |  |  |  | 0 | 0 | 0.0187 | 0 | 0.6612 | 0 | 0 | 0
| 0 |  |  |  |  | 0 | 0 | 0.0187 | 0 | 0.6612 | 0 | 0 | 0
| 0 |  |  |  |  | 0 | 0 | 0.0187 | 0 | 0.6612 | 0 | 0 | 0
| 0 |  |  |  |  | 0 | 0 | 0.0187 | 0 | 0.6612 | 0 | 0 | 0
| 0 |  |  |  |  | 0 | 0 | 0.0187 | 0 | 0.6612 | 0 | 0 | 0
| 0 |  |  |  |  | 0 | 0 | 0.0187 | 0 | 0.6612 | 0 | 0 | 0
| 0 |  |  |  |  | 0 | 0 | 0.0187 | 0 | 0.6612 | 0 | 0 | 0
| 0 |  |  |  |  | 0 | 0 | 0.0187 | 0 | 0.6612 | 0 | 0 | 0
| 0 |  |  |  |  | 0 | 0 | 0.0187 | 0 | 0.6612 | 0 | 0 | 0
| 0 |  |  |  |  | 0 | 0 | 0.0187 | 0 | 0.6612 | 0 | 0 | 0
| 0 |  |  |  |  | 0 | 0 | 0.0187 | 0 | 0.6612 | 0 | 0 | 0
| 0 |  |  |  |  | 0 | 0 | 0.0187 | 0 | 0.6612 | 0 | 0 | 0
| 0 |  |  |  |  | 0 | 0 | 0.0187 | 0 | 0.6612 | 0 | 0 | 0
| 0 |  |  |  |  | 0 | 0 | 0.0187 | 0 | 0.6612 | 0 | 0 | 0
| 0 |  |  |  |  | 0 | 0 | 0.0187 | 0 | 0.6612 | 0 | 0 | 0
| 0 |  |  |  |  | 0 | 0 | 0.0187 | 0 | 0.6612 | 0 | 0 | 0
| 0 |  |  |  |  | 0 | 0 | 0.0187 | 0 | 0.6612 | 0 | 0 | 0
| 0 |  |  |  |  | 0 | 0 | 0.0187 | 0 | 0.6612 | 0 | 0 | 0
| 0 |  |  |  |  | 0 | 0 | 0.0187 | 0 | 0.6612 | 0 | 0 | 0
| 0 |  |  |  |  | 0 | 0 | 0.0187 | 0 | 0.6612 | 0 | 0 | 0
| 0 |  |  |  |  | 0 | 0 | 0.0187 | 0 | 0.6612 | 0 | 0 | 0
| 0 |  |  |  |  | 0 | 0 | 0.0187 | 0 | 0.6612 | 0 | 0 | 0
| 0 |  |  |  |  | 0 | 0 | 0.0187 | 0 | 0.6612 | 0 | 0 | 0
| 0 |  |  |  |  | 0 | 0 | 0.0187 | 0 | 0.6612 | 0 | 0 | 0
| 0 |  |  |  |  | 0 | 0 | 0.0187 | 0 | 0.6612 | 0 | 0 | 0
| 0 |  |  |  |  | 0 | 0 | 0.0187 | 0 | 0.6612 | 0 | 0 | 0
| 0 |  |  |  |  | 0 | 0 | 0.0187 | 0 | 0.6612 | 0 | 0 | 0
| 0 |  |  |  |  | 0 | 0 | 0.0187 | 0 | 0.6612 | 0 | 0 | 0
| 0 |  |  |  |  | 0 | 0 | 0.0187 | 0 | 0.6612 | 0 | 0 | 0
| 0 |  |  |  |  | 0 | 0 | 0.0187 | 0 | 0.6612 | 0 | 0 | 0
| 0 |  |  |  |  | 0 | 0 | 0.0187 | 0 | 0.6612 | 0 | 0 | 0
| 0 |  |  |  |  | 0 | 0 | 0.0187 | 0 | 0.6612 | 0 | 0 | 0
| 0 |  |  |  |  | 0 | 0 | 0.0187 | 0 | 0.6612 | 0 | 0 | 0
| 0 |  |  |  |  | 0 | 0 | 0.0187 | 0 | 0.6612 | 0 | 0 | 0
| 0 |  |  |  |  | 0 | 0 | 0.0187 | 0 | 0.6612 | 0 | 0 | 0
| 0 |  |  |  |  | 0 | 0 | 0.0187 | 0 | 0.6612 | 0 | 0 | 0
| 0 |  |  |  |  | 0 | 0 | 0.0187 | 0 | 0.6612 | 0 | 0 | 0
| 0 |  |  |  |  | 0 | 0 | 0.0187 | 0 | 0.6612 | 0 | 0 | 0
| 0 |  |  |  |  | 0 | 0 | 0.0187 | 0 | 0.6612 | 0 | 0 | 0
| 0 |  |  |  |  | 0 | 0 | 0.0187 | 0 | 0.6612 | 0 | 0 | 0
| 0 |  |  |  |  | 0 | 0 | 0.0187 | 0 | 0.6612 | 0 | 0 | 0
| 0 |  |  |  |  | 0 | 0 | 0.0187 | 0 | 0.6612 | 0 | 0 | 0
| 0 |  |  |  |  | 0 | 0 | 0.0187 | 0 | 0.6612 | 0 | 0 | 0
| 0 |  |  |  |  | 0 | 0 | 0.0187 | 0 | 0.6612 | 0 | 0 | 0
| 0 |  |  |  |  | 0 | 0 | 0.0187 | 0 | 0.6612 | 0 | 0 | 0
| 0 |  |  |  |  | 0 | 0 | 0.0187 | 0 | 0.6612 | 0 | 0 | 0
| 0 |  |  |  |  | 0 | 0 | 0.0187 | 0 | 0.6612 | 0 | 0 | 0
| 0 |  |  |  |  | 0 | 0 | 0.0187 | 0 | 0.6612 | 0 | 0 | 0
| 0 |  |  |  |  | 0 | 0 | 0.0187 | 0 | 0.6612 | 0 | 0 | 0
| 0 |  |  |  |  | 0 | 0 | 0.0187 | 0 | 0.6612 | 0 | 0 | 0
| 0 |  |  |  |  | 0 | 0 | 0.0187 | 0 | 0.6612 | 0 | 0 | 0
| 0 |  |  |  |  | 0 | 0 | 0.0187 | 0 | 0.6612 | 0 | 0 | 0
| 0 |  |  |  |  | 0 | 0 | 0.0187 | 0 | 0.6612 | 0 | 0 | 0
| 0 |  |  |  |  | 0 | 0 | 0.0187 | 0 | 0.6612 | 0 | 0 | 0
| 0 |  |  |  |  | 0 | 0 | 0.0187 | 0 | 0.6612 | 0 | 0 | 0
| 0 |  |  |  |  | 0 | 0 | 0.0187 | 0 | 0.6612 | 0 | 0 | 0
| 0 |  |  |  |  | 0 | 0 | 0.0187 | 0 | 0.6612 | 0 | 0 | 0
| 0 |  |  |  |  | 0 | 0 | 0.0187 | 0 | 0.6612 | 0 | 0 | 0
| 0 |  |  |  |  | 0 | 0 | 0.0187 | 0 | 0.6612 | 0 | 0 | 0
| 0 |  |  |  |  | 0 | 0 | 0.0187 | 0 | 0.6612 | 0 | 0 | 0
| 0 |  |  |  |  | 0 | 0 | 0.0187 | 0 | 0.6612 | 0 | 0 | 0
| 0 |  |  |  |  | 0 | 0 | 0.0187 | 0 | 0.6612 | 0 | 0 | 0
| 0 |  |  |  |  | 0 | 0 | 0.0187 | 0 | 0.6612 | 0 | 0 | 0
| 0 |  |  |  |  | 0 | 0 | 0.0187 | 0 | 0.6612 | 0 | 0 | 0
| 0 |  |  |  |  | 0 | 0 | 0.0187 | 0 | 0.6612 | 0 | 0 | 0
| 0 |  |  |  |  | 0 | 0 | 0.0187 | 0 | 0.6612 | 0 | 0 | 0
| 0 |  |  |  |  | 0 | 0 | 0.0187 | 0 | 0.6612 | 0 | 0 | 0
| 0 |  |  |  |  | 0 | 0 | 0.0187 | 0 | 0.6612 | 0 | 0 | 0
| 0 |  |  |  |  | 0 | 0 | 0.0187 | 0 | 0.6612 | 0 | 0 | 0
| 0 |  |  |  |  | 0 | 0 | 0.0187 | 0 | 0.6612 | 0 | 0 | 0
| 0 |  |  |  |  | 0 | 0 | 0.0187 | 0 | 0.6612 | 0 | 0 | 0
| 0 |  |  |  |  | 0 | 0 | 0.0187 | 0 | 0.6612 | 0 | 0 | 0
| 0 |  |  |  |  | 0 | 0 | 0.0187 | 0 | 0.6612 | 0 | 0 | 0
| 0 |  |  |  |  | 0 | 0 | 0.0187 | 0 | 0.6612 | 0 | 0 | 0
| 0 |  |  |  |  | 0 | 0 | 0.0187 | 0 | 0.6612 | 0 | 0 | 0
| 0 |  |  |  |  | 0 | 0 | 0.0187 | 0 | 0.6612 | 0 | 0 | 0
| 0 |  |  |  |  | 0 | 0 | 0.0187 | 0 | 0.6612 | 0 | 0 | 0
| 0 |  |  |  |  | 0 | 0 | 0.0187 | 0 | 0.6612 | 0 | 0 | 0
| 0 |  |  |  |  | 0 | 0 | 0.0187 | 0 | 0.6612 | 0 | 0 | 0
| 0 |  |  |  |  | 0 | 0 | 0.0187 | 0 | 0.6612 | 0 | 0 | 0
| 0 |  |  |  |  | 0 | 0 | 0.0187 | 0 | 0.6612 | 0 | 0 | 0
| 0 |  |  |  |  | 0 | 0 | 0.0187 | 0 | 0.6612 | 0 | 0 | 0
| 0 |  |  |  |  | 0 | 0 | 0.0187 | 0 | 0.6612 | 0 | 0 | 0
| 0 |  |  |  |  | 0 | 0 | 0.0187 | 0 | 0.6612 | 0 | 0 | 0
| 0 |  |  |  |  | 0 | 0 | 0.0187 | 0 | 0.6612 | 0 | 0 | 0
| 0 |  |  |  |  | 0 | 0 | 0.0187 | 0 | 0.6612 | 0 | 0 | 0
| 0 |  |  |  |  | 0 | 0 | 0.0187 | 0 | 0.6612 | 0 | 0 | 0
| 0 |  |  |  |  | 0 | 0 | 0.0187 | 0 | 0.6612 | 0 | 0 | 0
| 0 |  |  |  |  | 0 | 0 | 0.0187 | 0 | 0.6612 | 0 | 0 | 0
| 0 |  |  |  |  | 0 | 0 | 0.0187 | 0 | 0.6612 | 0 | 0 | 0
| 0 |  |  |  |  | 0 | 0 | 0.0187 | 0 | 0.6612 | 0 | 0 | 0
| 0 |  |  |  |  | 0 | 0 | 0.0187 | 0 | 0.6612 | 0 | 0 | 0
| 0 |  |  |  |  | 0 | 0 | 0.0187 | 0 | 0.6612 | 0 | 0 | 0
| 0 |  |  |  |  | 0 | 0 | 0.0187 | 0 | 0.6612 | 0 | 0 | 0
| 0 |  |  |  |  | 0 | 0 | 0.0187 | 0 | 0.6612 | 0 | 0 | 0
| 0 |  |  |  |  | 0 | 0 | 0.0187 | 0 | 0.6612 | 0 | 0 | 0
| 0 |  |  |  |  | 0 | 0 | 0.0187 | 0 | 0.6612 | 0 | 0 | 0
| 0 |  |  |  |  | 0 | 0 | 0.0187 | 0 | 0.6612 | 0 | 0 | 0
| 0 |  |  |  |  | 0 | 0 | 0.0187 | 0 | 0.6612 | 0 | 0 | 0
| 0 |  |  |  |  | 0 | 0 | 0.0187 | 0 | 0.6612 | 0 | 0 | 0
| 0 |  |  |  |  | 0 | 0 | 0.0187 | 0 | 0.6612 | 0 | 0 | 0
| 0 |  |  |  |  | 0 | 0 | 0.0187 | 0 | 0.6612 | 0 | 0 | 0
| 0 |  |  |  |  | 0 | 0 | 0.0187 | 0 | 0.6612 | 0 | 0 | 0
| 0 |  |  |  |  | 0 | 0 | 0.0187 | 0 | 0.6612 | 0 | 0 | 0
| 0 |  |  |  |  | 0 | 0 | 0.0187 | 0 | 0.6612 | 0 | 0 | 0
| 0 |  |  |  |  | 0 | 0 | 0.0187 | 0 | 0.6612 | 0 | 0 | 0
| 0 |  |  |  |  | 0 | 0 | 0.0187 | 0 | 0.6612 | 0 | 0 | 0
| 0 |  |  |  |  | 0 | 0 | 0.0187 | 0 | 0.6612 | 0 | 0 | 0
| 0 |  |  |  |  | 0 | 0 | 0.0187 | 0 | 0.6612 | 0 | 0 | 0
| 0 |  |  |  |  | 0 | 0 | 0.0187 | 0 | 0.6612 | 0 | 0 | 0
| 0 |  |  |  |  | 0 | 0 | 0.0187 | 0 | 0.6612 | 0 | 0 | 0
| 0 |  |  |  |  | 0 | 0 | 0.0187 | 0 | 0.6612 | 0 | 0 | 0
| 0 |  |  |  |  | 0 | 0 | 0.0187 | 0 | 0.6612 | 0 | 0 | 0
| 0 |  |  |  |  | 0 | 0 | 0.0187 | 0 | 0.6612 | 0 | 0 | 0
| 0 |  |  |  |  | 0 | 0 | 0.0187 | 0 | 0.6612 | 0 | 0 | 0
| 0 |  |  |  |  | 0 | 0 | 0.0187 | 0 | 0.6612 | 0 | 0 | 0
| 0 |  |  |  |  | 0 | 0 | 0.0187 | 0 | 0.6612 | 0 | 0 | 0
| 0 |  |  |  |  | 0 | 0 | 0.0187 | 0 | 0.6612 | 0 | 0 | 0
| 0 |  |  |  |  | 0 | 0 | 0.0187 | 0 | 0.6612 | 0 | 0 | 0
| 0 |  |  |  |  | 0 | 0 | 0.0187 | 0 | 0.6612 | 0 | 0 | 0
| 0 |  |  |  |  | 0 | 0 | 0.0187 | 0 | 0.6612 | 0 | 0 | 0
| 0 |  |  |  |  | 0 | 0 | 0.0187 | 0 | 0.6612 | 0 | 0 | 0
| 0 |  |  |  |  | 0 | 0 | 0.0187 | 0 | 0.6612 | 0 | 0 | 0
| 0 |  |  |  |  | 0 | 0 | 0.0187 | 0 | 0.6612 | 0 | 0 | 0
| 0 |  |  |  |  | 0 | 0 | 0.0187 | 0 | 0.6612 | 0 | 0 | 0
| 0 |  |  |  |  | 0 | 0 | 0.0187 | 0 | 0.6612 | 0 | 0 | 0
| 0 |  |  |  |  | 0 | 0 | 0.0187 | 0 | 0.6612 | 0 | 0 | 0
| 0 |  |  |  |  | 0 | 0 | 0.0187 | 0 | 0.6612 | 0 | 0 | 0
| 0 |  |  |  |  | 0 | 0 | 0.0187 | 0 | 0.6612 | 0 | 0 | 0
| 0 |  |  |  |  | 0 | 0 | 0.0187 | 0 | 0.6612 | 0 | 0 | 0
| 0 |  |  |  |  | 0 | 0 | 0.0187 | 0 | 0.6612 | 0 | 0 | 0
| 0 |  |  |  |  | 0 | 0 | 0.0187 | 0 | 0.6612 | 0 | 0 | 0
| 0 |  |  |  |  | 0 | 0 | 0.0187 | 0 | 0.6612 | 0 | 0 | 0
| 0 |  |  |  |  | 0 | 0 | 0.0187 | 0 | 0.6612 | 0 | 0 | 0
| 0 |  |  |  |  | 0 | 0 | 0.0187 | 0 | 0.6612 | 0 | 0 | 0
| 0 |  |  |  |  | 0 | 0 | 0.0187 | 0 | 0.6612 | 0 | 0 | 0
| 0 |  |  |  |  | 0 | 0 | 0.0187 | 0 | 0.6612 | 0 | 0 | 0
| 0 |  |  |  |  | 0 | 0 | 0.0187 | 0 | 0.6612 | 0 | 0 | 0
| 0 |  |  |  |  | 0 | 0 | 0.0187 | 0 | 0.6612 | 0 | 0 | 0
| 0 |  |  |  |  | 0 | 0 | 0.0187 | 0 | 0.6612 | 0 | 0 | 0
| 0 |  |  |  |  | 0 | 0 | 0.0187 | 0 | 0.6612 | 0 | 0 | 0
| 0 |  |  |  |  | 0 | 0 | 0.0187 | 0 | 0.6612 | 0 | 0 | 0
| 0 |  |  |  |  | 0 | 0 | 0.0187 | 0 | 0.6612 | 0 | 0 | 0
| 0 |  |  |  |  | 0 | 0 | 0.0187 | 0 | 0.6612 | 0 | 0 | 0
| 0 |  |  |  |  | 0 | 0 | 0.0187 | 0 | 0.6612 | 0 | 0 | 0
| 0 |  |  |  |  | 0 | 0 | 0.0187 | 0 | 0.6612 | 0 | 0 | 0
| 0 |  |  |  |  | 0 | 0 | 0.0187 | 0 | 0.6612 | 0 | 0 | 0
| 0 |  |  |  |  | 0 | 0 | 0.0187 | 0 | 0.6612 | 0 | 0 | 0
| 0 |  |  |  |  | 0 | 0 | 0.0187 | 0 | 0.6612 | 0 | 0 | 0
| 0 |  |  |  |  | 0 | 0 | 0.0187 | 0 | 0.6612 | 0 | 0 | 0
| 0 |  |  |  |  | 0 | 0 | 0.0187 | 0 | 0.6612 | 0 | 0 | 0
| 0 |  |  |  |  | 0 | 0 | 0.0187 | 0 | 0.6612 | 0 | 0 | 0
| 0 |  |  |  |  | 0 | 0 | 0.0187 | 0 | 0.6612 | 0 | 0 | 0
| 0 |  |  |  |  | 0 | 0 | 0.0187 | 0 | 0.6612 | 0 | 0 | 0
| 0 |  |  |  |  | 0 | 0 | 0.0187 | 0 | 0.6612 | 0 | 0 | 0
| 0 |  |  |  |  | 0 | 0 | 0.0187 | 0 | 0.6612 | 0 | 0 | 0
| 0 |  |  |  |  | 0 | 0 | 0.0187 | 0 | 0.6612 | 0 | 0 | 0
| 0 |  |  |  |  | 0 | 0 | 0.0187 | 0 | 0.6612 | 0 | 0 | 0
| 0 |  |  |  |  | 0 | 0 | 0.0187 | 0 | 0.6612 | 0 | 0 | 0
| 0 |  |  |  |  | 0 | 0 | 0.0187 | 0 | 0.6612 | 0 | 0 | 0
| 0 |  |  |  |  | 0 | 0 | 0.0187 | 0 | 0.6612 | 0 | 0 | 0
| 0 |  |  |  |  | 0 | 0 | 0.0187 | 0 | 0.6612 | 0 | 0 | 0
| 0 |  |  |  |  | 0 | 0 | 0.0187 | 0 | 0.6612 | 0 | 0 | 0
| 0 |  |  |  |  | 0 | 0 | 0.0187 | 0 | 0.6612 | 0 | 0 | 0
| 0 |  |  |  |  | 0 | 0 | 0.0187 | 0 | 0.6612 | 0 | 0 | 0
| 0 |  |  |  |  | 0 | 0 | 0.0187 | 0 | 0.6612 | 0 | 0 | 0
| 0 |  |  |  |  | 0 | 0 | 0.0187 | 0 | 0.6612 | 0 | 0 | 0
| 0 |  |  |  |  | 0 | 0 | 0.0187 | 0 | 0.6612 | 0 | 0 | 0
| 0 |  |  |  |  | 0 | 0 | 0.0187 | 0 | 0.6612 | 0 | 0 | 0
| 0 |  |  |  |  | 0 | 0 | 0.0187 | 0 | 0.6612 | 0 | 0 | 0
| 0 |  |  |  |  | 0 | 0 | 0.0187 | 0 | 0.6612 | 0 | 0 | 0
| 0 |  |  |  |  | 0 | 0 | 0.0187 | 0 | 0.6612 | 0 | 0 | 0
| 0 |  |  |  |  | 0 | 0 | 0.0187 | 0 | 0.6612 | 0 | 0 | 0
| 0 |  |  |  |  | 0 | 0 | 0.0187 | 0 | 0.6612 | 0 | 0 | 0
| 0 |  |  |  |  | 0 | 0 | 0.0187 | 0 | 0.6612 | 0 | 0 | 0
| 0 |  |  |  |  | 0 | 0 | 0.0187 | 0 | 0.6612 | 0 | 0 | 0
| 0 |  |  |  |  | 0 | 0 | 0.0187 | 0 | 0.6612 | 0 | 0 | 0
| 0 |  |  |  |  | 0 | 0 | 0.0187 | 0 | 0.6612 | 0 | 0 | 0
| 0 |  |  |  |  | 0 | 0 | 0.0187 | 0 | 0.6612 | 0 | 0 | 0
| 0 |  |  |  |  | 0 | 0 | 0.0187 | 0 | 0.6612 | 0 | 0 | 0
| 0 |  |  |  |  | 0 | 0 | 0.0187 | 0 | 0.6612 | 0 | 0 | 0
| 0 |  |  |  |  | 0 | 0 | 0.0187 | 0 | 0.6612 | 0 | 0 | 0
| 0 |  |  |  |  | 0 | 0 | 0.0187 | 0 | 0.6612 | 0 | 0 | 0
| 0 |  |  |  |  | 0 | 0 | 0.0187 | 0 | 0.6612 | 0 | 0 | 0
| 0 |  |  |  |  | 0 | 0 | 0.0187 | 0 | 0.6612 | 0 | 0 | 0
| 0 |  |  |  |  | 0 | 0 | 0.0187 | 0 | 0.6612 | 0 | 0 | 0
| 0 |  |  |  |  | 0 | 0 | 0.0187 | 0 | 0.6612 | 0 | 0 | 0
| 0 |  |  |  |  | 0 | 0 | 0.0187 | 0 | 0.6612 | 0 | 0 | 0
| 0 |  |  |  |  | 0 | 0 | 0.0187 | 0 | 0.6612 | 0 | 0 | 0
| 0 |  |  |  |  | 0 | 0 | 0.0187 | 0 | 0.6612 | 0 | 0 | 0
| 0 |  |  |  |  | 0 | 0 | 0.0187 | 0 | 0.6612 | 0 | 0 | 0
| 0 |  |  |  |  | 0 | 0 | 0.0187 | 0 | 0.6612 | 0 | 0 | 0
| 0 |  |  |  |  | 0 | 0 | 0.0187 | 0 | 0.6612 | 0 | 0 | 0
| 0 |  |  |  |  | 0 | 0 | 0.0187 | 0 | 0.6612 | 0 | 0 | 0
| 0 |  |  |  |  | 0 | 0 | 0.0187 | 0 | 0.6612 | 0 | 0 | 0
| 0 |  |  |  |  | 0 | 0 | 0.0187 | 0 | 0.6612 | 0 | 0 | 0
| 0 |  |  |  |  | 0 | 0 | 0.0187 | 0 | 0.6612 | 0 | 0 | 0
| 0 |  |  |  |  | 0 | 0 | 0.0187 | 0 | 0.6612 | 0 | 0 | 0
| 0 |  |  |  |  | 0 | 0 | 0.0187 | 0 | 0.6612 | 0 | 0 | 0
| 0 |  |  |  |  | 0 | 0 | 0.0187 | 0 | 0.6612 | 0 | 0 | 0
| 0 |  |  |  |  | 0 | 0 | 0.0187 | 0 | 0.6612 | 0 | 0 | 0
| 0 |  |  |  |  | 0 | 0 | 0.0187 | 0 | 0.6612 | 0 | 0 | 0
| 0 |  |  |  |  | 0 | 0 | 0.0187 | 0 | 0.6612 | 0 | 0 | 0
| 0 |  |  |  |  | 0 | 0 | 0.0187 | 0 | 0.6612 | 0 | 0 | 0
| 0 |  |  |  |  | 0 | 0 | 0.0187 | 0 | 0.6612 | 0 | 0 | 0
| 0 |  |  |  |  | 0 | 0 | 0.0187 | 0 | 0.6612 | 0 | 0 | 0
| 0 |  |  |  |  | 0 | 0 | 0.0187 | 0 | 0.6612 | 0 | 0 | 0
| 0 |  |  |  |  | 0 | 0 | 0.0187 | 0 | 0.6612 | 0 | 0 | 0
| 0 |  |  |  |  | 0 | 0 | 0.0187 | 0 | 0.6612 | 0 | 0 | 0
| 0 |  |  |  |  | 0 | 0 | 0.0187 | 0 | 0.6612 | 0 | 0 | 0
| 0 |  |  |  |  | 0 | 0 | 0.0187 | 0 | 0.6612 | 0 | 0 | 0
| 0 |  |  |  |  | 0 | 0 | 0.0187 | 0 | 0.6612 | 0 | 0 | 0
| 0 |  |  |  |  | 0 | 0 | 0.0187 | 0 | 0.6612 | 0 | 0 | 0
| 0 |  |  |  |  | 0 | 0 | 0.0187 | 0 | 0.6612 | 0 | 0 | 0
| 0 |  |  |  |  | 0 | 0 | 0.0187 | 0 | 0.6612 | 0 | 0 | 0
| 0 |  |  |  |  | 0 | 0 | 0.0187 | 0 | 0.6612 | 0 | 0 | 0
| 0 |  |  |  |  | 0 | 0 | 0.0187 | 0 | 0.6612 | 0 | 0 | 0
| 0 |  |  |  |  | 0 | 0 | 0.0187 | 0 | 0.6612 | 0 | 0 | 0
| 0 |  |  |  |  | 0 | 0 | 0.0187 | 0 | 0.6612 | 0 | 0 | 0
| 0 |  |  |  |  | 0 | 0 | 0.0187 | 0 | 0.6612 | 0 | 0 | 0
| 0 |  |  |  |  | 0 | 0 | 0.0187 | 0 | 0.6612 | 0 | 0 | 0
| 0 |  |  |  |  | 0 | 0 | 0.0187 | 0 | 0.6612 | 0 | 0 | 0
| 0 |  |  |  |  | 0 | 0 | 0.0187 | 0 | 0.6612 | 0 | 0 | 0
| 0 |  |  |  |  | 0 | 0 | 0.0187 | 0 | 0.6612 | 0 | 0 | 0
| 0 |  |  |  |  | 0 | 0 | 0.0187 | 0 | 0.6612 | 0 | 0 | 0
| 0 |  |  |  |  | 0 | 0 | 0.0187 | 0 | 0.6612 | 0 | 0 | 0
| 0 |  |  |  |  | 0 | 0 | 0.0187 | 0 | 0.6612 | 0 | 0 | 0
| 0 |  |  |  |  | 0 | 0 | 0.0187 | 0 | 0.6612 | 0 | 0 | 0
| 0 |  |  |  |  | 0 | 0 | 0.0187 | 0 | 0.6612 | 0 | 0 | 0
| 0 |  |  |  |  | 0 | 0 | 0.0187 | 0 | 0.6612 | 0 | 0 | 0
| 0 |  |  |  |  | 0 | 0 | 0.0187 | 0 | 0.6612 | 0 | 0 | 0
| 0 |  |  |  |  | 0 | 0 | 0.0187 | 0 | 0.6612 | 0 | 0 | 0
| 0 |  |  |  |  | 0 | 0 | 0.0187 | 0 | 0.6612 | 0 | 0 | 0
| 0 |  |  |  |  | 0 | 0 | 0.0187 | 0 | 0.6612 | 0 | 0 | 0
| 0 |  |  |  |  | 0 | 0 | 0.0187 | 0 | 0.6612 | 0 | 0 | 0
| 0 |  |  |  |  | 0 | 0 | 0.0187 | 0 | 0.6612 | 0 | 0 | 0
| 0 |  |  |  |  | 0 | 0 | 0.0187 | 0 | 0.6612 | 0 | 0 | 0
| 0 |  |  |  |  | 0 | 0 | 0.0187 | 0 | 0.6612 | 0 | 0 | 0
| 0 |  |  |  |  | 0 | 0 | 0.0187 | 0 | 0.6612 | 0 | 0 | 0
| 0 |  |  |  |  | 0 | 0 | 0.0187 | 0 | 0.6612 | 0 | 0 | 0
| 0 |  |  |  |  | 0 | 0 | 0.0187 | 0 | 0.6612 | 0 | 0 | 0
| 0 |  |  |  |  | 0 | 0 | 0.0187 | 0 | 0.6612 | 0 | 0 | 0
| 0 |  |  |  |  | 0 | 0 | 0.0187 | 0 | 0.6612 | 0 | 0 | 0
| 0 |  |  |  |  | 0 | 0 | 0.0187 | 0 | 0.6612 | 0 | 0 | 0
| 0 |  |  |  |  | 0 | 0 | 0.0187 | 0 | 0.6612 | 0 | 0 | 0
| 0 |  |  |  |  | 0 | 0 | 0.0187 | 0 | 0.6612 | 0 | 0 | 0
| 0 |  |  |  |  | 0 | 0 | 0.0187 | 0 | 0.6612 | 0 | 0 | 0
| 0 |  |  |  |  | 0 | 0 | 0.0187 | 0 | 0.6612 | 0 | 0 | 0
| 0 |  |  |  |  | 0 | 0 | 0.0187 | 0 | 0.6612 | 0 | 0 | 0
| 0 |  |  |  |  | 0 | 0 | 0.0187 | 0 | 0.6612 | 0 | 0 | 0
| 0 |  |  |  |  | 0 | 0 | 0.0187 | 0 | 0.6612 | 0 | 0 | 0
| 0 |  |  |  |  | 0 | 0 | 0.0187 | 0 | 0.6612 | 0 | 0 | 0
| 0 |  |  |  |  | 0 | 0 | 0.0187 | 0 | 0.6612 | 0 | 0 | 0
| 0 |  |  |  |  | 0 | 0 | 0.0187 | 0 | 0.6612 | 0 | 0 | 0
| 0 |  |  |  |  | 0 | 0 | 0.0187 | 0 | 0.6612 | 0 | 0 | 0
| 0 |  |  |  |  | 0 | 0 | 0.0187 | 0 | 0.6612 | 0 | 0 | 0
| 0 |  |  |  |  | 0 | 0 | 0.0187 | 0 | 0.6612 | 0 | 0 | 0
| 0 |  |  |  |  | 0 | 0 | 0.0187 | 0 | 0.6612 | 0 | 0 | 0
| 0 |  |  |  |  | 0 | 0 | 0.0187 | 0 | 0.6612 | 0 | 0 | 0
| 0 |  |  |  |  | 0 | 0 | 0.0187 | 0 | 0.6612 | 0 | 0 | 0
| 0 |  |  |  |  | 0 | 0 | 0.0187 | 0 | 0.6612 | 0 | 0 | 0
| 0 |  |  |  |  | 0 | 0 | 0.0187 | 0 | 0.6612 | 0 | 0 | 0
| 0 |  |  |  |  | 0 | 0 | 0.0187 | 0 | 0.6612 | 0 | 0 | 0
| 0 |  |  |  |  | 0 | 0 | 0.0187 | 0 | 0.6612 | 0 | 0 | 0
| 0 |  |  |  |  | 0 | 0 | 0.0187 | 0 | 0.6612 | 0 | 0 | 0
| 0 |  |  |  |  | 0 | 0 | 0.0187 | 0 | 0.6612 | 0 | 0 | 0
| 0 |  |  |  |  | 0 | 0 | 0.0187 | 0 | 0.6612 | 0 | 0 | 0
| 0 |  |  |  |  | 0 | 0 | 0.0187 | 0 | 0.6612 | 0 | 0 | 0
| 0 |  |  |  |  | 0 | 0 | 0.0187 | 0 | 0.6612 | 0 | 0 | 0
| 0 |  |  |  |  | 0 | 0 | 0.0187 | 0 | 0.6612 | 0 | 0 | 0
| 0 |  |  |  |  | 0 | 0 | 0.0187 | 0 | 0.6612 | 0 | 0 | 0
| 0 |  |  |  |  | 0 | 0 | 0.0187 | 0 | 0.6612 | 0 | 0 | 0
| 0 |  |  |  |  | 0 | 0 | 0.0187 | 0 | 0.6612 | 0 | 0 | 0
| 0 |  |  |  |  | 0 | 0 | 0.0187 | 0 | 0.6612 | 0 | 0 | 0
| 0 |  |  |  |  | 0 | 0 | 0.0187 | 0 | 0.6612 | 0 | 0 | 0
| 0 |  |  |  |  | 0 | 0 | 0.0187 | 0 | 0.6612 | 0 | 0 | 0
| 0 |  |  |  |  | 0 | 0 | 0.0187 | 0 | 0.6612 | 0 | 0 | 0
| 0 |  |  |  |  | 0 | 0 | 0.0187 | 0 | 0.6612 | 0 | 0 | 0
| 0 |  |  |  |  | 0 | 0 | 0.0187 | 0 | 0.6612 | 0 | 0 | 0
| 0 |  |  |  |  | 0 | 0 | 0.0187 | 0 | 0.6612 | 0 | 0 | 0
| 0 |  |  |  |  | 0 | 0 | 0.0187 | 0 | 0.6612 | 0 | 0 | 0
| 0 |  |  |  |  | 0 | 0 | 0.0187 | 0 | 0.6612 | 0 | 0 | 0
| 0 |  |  |  |  | 0 | 0 | 0.0187 | 0 | 0.6612 | 0 | 0 | 0
| 0 |  |  |  |  | 0 | 0 | 0.0187 | 0 | 0.6612 | 0 | 0 | 0
| 0 |  |  |  |  | 0 | 0 | 0.0187 | 0 | 0.6612 | 0 | 0 | 0
| 0 |  |  |  |  | 0 | 0 | 0.0187 | 0 | 0.6612 | 0 | 0 | 0
| 0 |  |  |  |  | 0 | 0 | 0.0187 | 0 | 0.6612 | 0 | 0 | 0
| 0 |  |  |  |  | 0 | 0 | 0.0187 | 0 | 0.6612 | 0 | 0 | 0
| 0 |  |  |  |  | 0 | 0 | 0.0187 | 0 | 0.6612 | 0 | 0 | 0
| 0 |  |  |  |  | 0 | 0 | 0.0187 | 0 | 0.6612 | 0 | 0 | 0
| 0 |  |  |  |  | 0 | 0 | 0.0187 | 0 | 0.6612 | 0 | 0 | 0
| 0 |  |  |  |  | 0 | 0 | 0.0187 | 0 | 0.6612 | 0 | 0 | 0
| 0 |  |  |  |  | 0 | 0 | 0.0187 | 0 | 0.6612 | 0 | 0 | 0
| 0 |  |  |  |  | 0 | 0 | 0.0187 | 0 | 0.6612 | 0 | 0 | 0
| 0 |  |  |  |  | 0 | 0 | 0.0187 | 0 | 0.6612 | 0 | 0 | 0
| 0 |  |  |  |  | 0 | 0 | 0.0187 | 0 | 0.6612 | 0 | 0 | 0
| 0 |  |  |  |  | 0 | 0 | 0.0187 | 0 | 0.6612 | 0 | 0 | 0
| 0 |  |  |  |  | 0 | 0 | 0.0187 | 0 | 0.6612 | 0 | 0 | 0
| 0 |  |  |  |  | 0 | 0 | 0.0187 | 0 | 0.6612 | 0 | 0 | 0
| 0 |  |  |  |  | 0 | 0 | 0.0187 | 0 | 0.6612 | 0 | 0 | 0
| 0 |  |  |  |  | 0 | 0 | 0.0187 | 0 | 0.6612 | 0 | 0 | 0
| 0 |  |  |  |  | 0 | 0 | 0.0187 | 0 | 0.6612 | 0 | 0 | 0
| 0 |  |  |  |  | 0 | 0 | 0.0187 | 0 | 0.6612 | 0 | 0 | 0
| 0 |  |  |  |  | 0 | 0 | 0.0187 | 0 | 0.6612 | 0 | 0 | 0
| 0 |  |  |  |  | 0 | 0 | 0.0187 | 0 | 0.6612 | 0 | 0 | 0
| 0 |  |  |  |  | 0 | 0 | 0.0187 | 0 | 0.6612 | 0 | 0 | 0
| 0 |  |  |  |  | 0 | 0 | 0.0187 | 0 | 0.6612 | 0 | 0 | 0
| 0 |  |  |  |  | 0 | 0 | 0.0187 | 0 | 0.6612 | 0 | 0 | 0
| 0 |  |  |  |  | 0 | 0 | 0.0187 | 0 | 0.6612 | 0 | 0 | 0
| 0 |  |  |  |  | 0 | 0 | 0.0187 | 0 | 0.6612 | 0 | 0 | 0
| 0 |  |  |  |  | 0 | 0 | 0.0187 | 0 | 0.6612 | 0 | 0 | 0
| 0 |  |  |  |  | 0 | 0 | 0.0187 | 0 | 0.6612 | 0 | 0 | 0
| 0 |  |  |  |  | 0 | 0 | 0.0187 | 0 | 0.6612 | 0 | 0 | 0
| 0 |  |  |  |  | 0 | 0 | 0.0187 | 0 | 0.6612 | 0 | 0 | 0
| 0 |  |  |  |  | 0 | 0 | 0.0187 | 0 | 0.6612 | 0 | 0 | 0
| 0 |  |  |  |  | 0 | 0 | 0.0187 | 0 | 0.6612 | 0 | 0 | 0
| 0 |  |  |  |  | 0 | 0 | 0.0187 | 0 | 0.6612 | 0 | 0 | 0
| 0 |  |  |  |  | 0 | 0 | 0.0187 | 0 | 0.6612 | 0 | 0 | 0
| 0 |  |  |  |  | 0 | 0 | 0.0187 | 0 | 0.6612 | 0 | 0 | 0
| 0 |  |  |  |  | 0 | 0 | 0.0187 | 0 | 0.6612 | 0 | 0 | 0
| 0 |  |  |  |  | 0 | 0 | 0.0187 | 0 | 0.6612 | 0 | 0 | 0
| 0 |  |  |  |  | 0 | 0 | 0.0187 | 0 | 0.6612 | 0 | 0 | 0
| 0 |  |  |  |  | 0 | 0 | 0.0187 | 0 | 0.6612 | 0 | 0 | 0
| 0 |  |  |  |  | 0 | 0 | 0.0187 | 0 | 0.6612 | 0 | 0 | 0
| 0 |  |  |  |  | 0 | 0 | 0.0187 | 0 | 0.6612 | 0 | 0 | 0
| 0 |  |  |  |  | 0 | 0 | 0.0187 | 0 | 0.6612 | 0 | 0 | 0
| 0 |  |  |  |  | 0 | 0 | 0.0187 | 0 | 0.6612 | 0 | 0 | 0
| 0 |  |  |  |  | 0 | 0 | 0.0187 | 0 | 0.6612 | 0 | 0 | 0
| 0 |  |  |  |  | 0 | 0 | 0.0187 | 0 | 0.6612 | 0 | 0 | 0
| 0 |  |  |  |  | 0 | 0 | 0.0187 | 0 | 0.6612 | 0 | 0 | 0
| 0 |  |  |  |  | 0 | 0 | 0.0187 | 0 | 0.6612 | 0 | 0 | 0
| 0 |  |  |  |  | 0 | 0 | 0.0187 | 0 | 0.6612 | 0 | 0 | 0
| 0 |  |  |  |  | 0 | 0 | 0.0187 | 0 | 0.6612 | 0 | 0 | 0
| 0 |  |  |  |  | 0 | 0 | 0.0187 | 0 | 0.6612 | 0 | 0 | 0
| 0 |  |  |  |  | 0 | 0 | 0.0187 | 0 | 0.6612 | 0 | 0 | 0
| 0 |  |  |  |  | 0 | 0 | 0.0187 | 0 | 0.6612 | 0 | 0 | 0
| 0 |  |  |  |  | 0 | 0 | 0.0187 | 0 | 0.6612 | 0 | 0 | 0
| 0 |  |  |  |  | 0 | 0 | 0.0187 | 0 | 0.6612 | 0 | 0 | 0
| 0 |  |  |  |  | 0 | 0 | 0.0187 | 0 | 0.6612 | 0 | 0 | 0
| 0 |  |  |  |  | 0 | 0 | 0.0187 | 0 | 0.6612 | 0 | 0 | 0
| 0 |  |  |  |  | 0 | 0 | 0.0187 | 0 | 0.6612 | 0 | 0 | 0
| 0 |  |  |  |  | 0 | 0 | 0.0187 | 0 | 0.6612 | 0 | 0 | 0
| 0 |  |  |  |  | 0 | 0 | 0.0187 | 0 | 0.6612 | 0 | 0 | 0
| 0 |  |  |  |  | 0 | 0 | 0.0187 | 0 | 0.6612 | 0 | 0 | 0
| 0 |  |  |  |  | 0 | 0 | 0.0187 | 0 | 0.6612 | 0 | 0 | 0
| 0 |  |  |  |  | 0 | 0 | 0.0187 | 0 | 0.6612 | 0 | 0 | 0
| 0 |  |  |  |  | 0 | 0 | 0.0187 | 0 | 0.6612 | 0 | 0 | 0
| 0 |  |  |  |  | 0 | 0 | 0.0187 | 0 | 0.6612 | 0 | 0 | 0
| 0 |  |  |  |  | 0 | 0 | 0.0187 | 0 | 0.6612 | 0 | 0 | 0
| 0 |  |  |  |  | 0 | 0 | 0.0187 | 0 | 0.6612 | 0 | 0 | 0
| 0 |  |  |  |  | 0 | 0 | 0.0187 | 0 | 0.6612 | 0 | 0 | 0
| 0 |  |  |  |  | 0 | 0 | 0.0187 | 0 | 0.6612 | 0 | 0 | 0
| 0 |  |  |  |  | 0 | 0 | 0.0187 | 0 | 0.6612 | 0 | 0 | 0
| 0 |  |  |  |  | 0 | 0 | 0.0187 | 0 | 0.6612 | 0 | 0 | 0
| 0 |  |  |  |  | 0 | 0 | 0.0187 | 0 | 0.6612 | 0 | 0 | 0
| 0 |  |  |  |  | 0 | 0 | 0.0187 | 0 | 0.6612 | 0 | 0 | 0
| 0 |  |  |  |  | 0 | 0 | 0.0187 | 0 | 0.6612 | 0 | 0 | 0
| 0 |  |  |  |  | 0 | 0 | 0.0187 | 0 | 0.6612 | 0 | 0 | 0
| 0 |  |  |  |  | 0 | 0 | 0.0187 | 0 | 0.6612 | 0 | 0 | 0
| 0 |  |  |  |  | 0 | 0 | 0.0187 | 0 | 0.6612 | 0 | 0 | 0
| 0 |  |  |  |  | 0 | 0 | 0.0187 | 0 | 0.6612 | 0 | 0 | 0
| 0 |  |  |  |  | 0 | 0 | 0.0187 | 0 | 0.6612 | 0 | 0 | 0
| 0 |  |  |  |  | 0 | 0 | 0.0187 | 0 | 0.6612 | 0 | 0 | 0
| 0 |  |  |  |  | 0 | 0 | 0.0187 | 0 | 0.6612 | 0 | 0 | 0
| 0 |  |  |  |  | 0 | 0 | 0.0187 | 0 | 0.6612 | 0 | 0 | 0
| 0 |  |  |  |  | 0 | 0 | 0.0187 | 0 | 0.6612 | 0 | 0 | 0
| 0 |  |  |  |  | 0 | 0 | 0.0187 | 0 | 0.6612 | 0 | 0 | 0
| 0 |  |  |  |  | 0 | 0 | 0.0187 | 0 | 0.6612 | 0 | 0 | 0
| 0 |  |  |  |  | 0 | 0 | 0.0187 | 0 | 0.6612 | 0 | 0 | 0
| 0 |  |  |  |  | 0 | 0 | 0.0187 | 0 | 0.6612 | 0 | 0 | 0
| 0 |  |  |  |  | 0 | 0 | 0.0187 | 0 | 0.6612 | 0 | 0 | 0
| 0 |  |  |  |  | 0 | 0 | 0.0187 | 0 | 0.6612 | 0 | 0 | 0
| 0 |  |  |  |  | 0 | 0 | 0.0187 | 0 | 0.6612 | 0 | 0 | 0
| 0 |  |  |  |  | 0 | 0 | 0.0187 | 0 | 0.6612 | 0 | 0 | 0
| 0 |  |  |  |  | 0 | 0 | 0.0187 | 0 | 0.6612 | 0 | 0 | 0
| 0 |  |  |  |  | 0 | 0 | 0.0187 | 0 | 0.6612 | 0 | 0 | 0
| 0 |  |  |  |  | 0 | 0 | 0.0187 | 0 | 0.6612 | 0 | 0 | 0
| 0 |  |  |  |  | 0 | 0 | 0.0187 | 0 | 0.6612 | 0 | 0 | 0
| 0 |  |  |  |  | 0 | 0 | 0.0187 | 0 | 0.6612 | 0 | 0 | 0
| 0 |  |  |  |  | 0 | 0 | 0.0187 | 0 | 0.6612 | 0 | 0 | 0
| 0 |  |  |  |  | 0 | 0 | 0.0187 | 0 | 0.6612 | 0 | 0 | 0
| 0 |  |  |  |  | 0 | 0 | 0.0187 | 0 | 0.6612 | 0 | 0 | 0
| 0 |  |  |  |  | 0 | 0 | 0.0187 | 0 | 0.6612 | 0 | 0 | 0
| 0 |  |  |  |  | 0 | 0 | 0.0187 | 0 | 0.6612 | 0 | 0 | 0
| 0 |  |  |  |  | 0 | 0 | 0.0187 | 0 | 0.6612 | 0 | 0 | 0
| 0 |  |  |  |  | 0 | 0 | 0.0187 | 0 | 0.6612 | 0 | 0 | 0
| 0 |  |  |  |  | 0 | 0 | 0.0187 | 0 | 0.6612 | 0 | 0 | 0
| 0 |  |  |  |  | 0 | 0 | 0.0187 | 0 | 0.6612 | 0 | 0 | 0
| 0 |  |  |  |  | 0 | 0 | 0.0187 | 0 | 0.6612 | 0 | 0 | 0
| 0 |  |  |  |  | 0 | 0 | 0.0187 | 0 | 0.6612 | 0 | 0 | 0
| 0 |  |  |  |  | 0 | 0 | 0.0187 | 0 | 0.6612 | 0 | 0 | 0
| 0 |  |  |  |  | 0 | 0 | 0.0187 | 0 | 0.6612 | 0 | 0 | 0
| 0 |  |  |  |  | 0 | 0 | 0.0187 | 0 | 0.6612 | 0 | 0 | 0
| 0 |  |  |  |  | 0 | 0 | 0.0187 | 0 | 0.6612 | 0 | 0 | 0
| 0 |  |  |  |  | 0 | 0 | 0.0187 | 0 | 0.6612 | 0 | 0 | 0
| 0 |  |  |  |  | 0 | 0 | 0.0187 | 0 | 0.6612 | 0 | 0 | 0
| 0 |  |  |  |  | 0 | 0 | 0.0187 | 0 | 0.6612 | 0 | 0 | 0
| 0 |  |  |  |  | 0 | 0 | 0.0187 | 0 | 0.6612 | 0 | 0 | 0
| 0 |  |  |  |  | 0 | 0 | 0.0187 | 0 | 0.6612 | 0 | 0 | 0
| 0 |  |  |  |  | 0 | 0 | 0.0187 | 0 | 0.6612 | 0 | 0 | 0
| 0 |  |  |  |  | 0 | 0 | 0.0187 | 0 | 0.6612 | 0 | 0 | 0
| 0 |  |  |  |  | 0 | 0 | 0.0187 | 0 | 0.6612 | 0 | 0 | 0
| 0 |  |  |  |  | 0 | 0 | 0.0187 | 0 | 0.6612 | 0 | 0 | 0
| 0 |  |  |  |  | 0 | 0 | 0.0187 | 0 | 0.6612 | 0 | 0 | 0
| 0 |  |  |  |  | 0 | 0 | 0.0187 | 0 | 0.6612 | 0 | 0 | 0
| 0 |  |  |  |  | 0 | 0 | 0.0187 | 0 | 0.6612 | 0 | 0 | 0
| 0 |  |  |  |  | 0 | 0 | 0.0187 | 0 | 0.6612 | 0 | 0 | 0
| 0 |  |  |  |  | 0 | 0 | 0.0187 | 0 | 0.6612 | 0 | 0 | 0
| 0 |  |  |  |  | 0 | 0 | 0.0187 | 0 | 0.6612 | 0 | 0 | 0
| 0 |  |  |  |  | 0 | 0 | 0.0187 | 0 | 0.6612 | 0 | 0 | 0
| 0 |  |  |  |  | 0 | 0 | 0.0187 | 0 | 0.6612 | 0 | 0 | 0
| 0 |  |  |  |  | 0 | 0 | 0.0187 | 0 | 0.6612 | 0 | 0 | 0
| 0 |  |  |  |  | 0 | 0 | 0.0187 | 0 | 0.6612 | 0 | 0 | 0
| 0 |  |  |  |  | 0 | 0 | 0.0187 | 0 | 0.6612 | 0 | 0 | 0
| 0 |  |  |  |  | 0 | 0 | 0.0187 | 0 | 0.6612 | 0 | 0 | 0
| 0 |  |  |  |  | 0 | 0 | 0.0187 | 0 | 0.6612 | 0 | 0 | 0
| 0 |  |  |  |  | 0 | 0 | 0.0187 | 0 | 0.6612 | 0 | 0 | 0
| 0 |  |  |  |  | 0 | 0 | 0.0187 | 0 | 0.6612 | 0 | 0 | 0
| 0 |  |  |  |  | 0 | 0 | 0.0187 | 0 | 0.6612 | 0 | 0 | 0
| 0 |  |  |  |  | 0 | 0 | 0.0187 | 0 | 0.6612 | 0 | 0 | 0
| 0 |  |  |  |  | 0 | 0 | 0.0187 | 0 | 0.6612 | 0 | 0 | 0
| 0 |  |  |  |  | 0 | 0 | 0.0187 | 0 | 0.6612 | 0 | 0 | 0
| 0 |  |  |  |  | 0 | 0 | 0.0187 | 0 | 0.6612 | 0 | 0 | 0
| 0 |  |  |  |  | 0 | 0 | 0.0187 | 0 | 0.6612 | 0 | 0 | 0
| 0 |  |  |  |  | 0 | 0 | 0.0187 | 0 | 0.6612 | 0 | 0 | 0
| 0 |  |  |  |  | 0 | 0 | 0.0187 | 0 | 0.6612 | 0 | 0 | 0
| 0 |  |  |  |  | 0 | 0 | 0.0187 | 0 | 0.6612 | 0 | 0 | 0
| 0 |  |  |  |  | 0 | 0 | 0.0187 | 0 | 0.6612 | 0 | 0 | 0
| 0 |  |  |  |  | 0 | 0 | 0.0187 | 0 | 0.6612 | 0 | 0 | 0
| 0 |  |  |  |  | 0 | 0 | 0.0187 | 0 | 0.6612 | 0 | 0 | 0
| 0 |  |  |  |  | 0 | 0 | 0.0187 | 0 | 0.6612 | 0 | 0 | 0
| 0 |  |  |  |  | 0 | 0 | 0.0187 | 0 | 0.6612 | 0 | 0 | 0
| 0 |  |  |  |  | 0 | 0 | 0.0187 | 0 | 0.6612 | 0 | 0 | 0
| 0 |  |  |  |  | 0 | 0 | 0.0187 | 0 | 0.6612 | 0 | 0 | 0
| 0 |  |  |  |  | 0 | 0 | 0.0187 | 0 | 0.6612 | 0 | 0 | 0
| 0 |  |  |  |  | 0 | 0 | 0.0187 | 0 | 0.6612 | 0 | 0 | 0
| 0 |  |  |  |  | 0 | 0 | 0.0187 | 0 | 0.6612 | 0 | 0 | 0
| 0 |  |  |  |  | 0 | 0 | 0.0187 | 0 | 0.6612 | 0 | 0 | 0
| 0 |  |  |  |  | 0 | 0 | 0.0187 | 0 | 0.6612 | 0 | 0 | 0
| 0 |  |  |  |  | 0 | 0 | 0.0187 | 0 | 0.6612 | 0 | 0 | 0
| 0 |  |  |  |  | 0 | 0 | 0.0187 | 0 | 0.6612 | 0 | 0 | 0
| 0 |  |  |  |  | 0 | 0 | 0.0187 | 0 | 0.6612 | 0 | 0 | 0
| 0 |  |  |  |  | 0 | 0 | 0.0187 | 0 | 0.6612 | 0 | 0 | 0
| 0 |  |  |  |  | 0 | 0 | 0.0187 | 0 | 0.6612 | 0 | 0 | 0
| 0 |  |  |  |  | 0 | 0 | 0.0187 | 0 | 0.6612 | 0 | 0 | 0
| 0 |  |  |  |  | 0 | 0 | 0.0187 | 0 | 0.6612 | 0 | 0 | 0
| 0 |  |  |  |  | 0 | 0 | 0.0187 | 0 | 0.6612 | 0 | 0 | 0
| 0 |  |  |  |  | 0 | 0 | 0.0187 | 0 | 0.6612 | 0 | 0 | 0
| 0 |  |  |  |  | 0 | 0 | 0.0187 | 0 | 0.6612 | 0 | 0 | 0
| 0 |  |  |  |  | 0 | 0 | 0.0187 | 0 | 0.6612 | 0 | 0 | 0
| 0 |  |  |  |  | 0 | 0 | 0.0187 | 0 | 0.6612 | 0 | 0 | 0
| 0 |  |  |  |  | 0 | 0 | 0.0187 | 0 | 0.6612 | 0 | 0 | 0
| 0 |  |  |  |  | 0 | 0 | 0.0187 | 0 | 0.6612 | 0 | 0 | 0
| 0 |  |  |  |  | 0 | 0 | 0.0187 | 0 | 0.6612 | 0 | 0 | 0
| 0 |  |  |  |  | 0 | 0 | 0.0187 | 0 | 0.6612 | 0 | 0 | 0
| 0 |  |  |  |  | 0 | 0 | 0.0187 | 0 | 0.6612 | 0 | 0 | 0
| 0 |  |  |  |  | 0 | 0 | 0.0187 | 0 | 0.6612 | 0 | 0 | 0
| 0 |  |  |  |  | 0 | 0 | 0.0187 | 0 | 0.6612 | 0 | 0 | 0
| 0 |  |  |  |  | 0 | 0 | 0.0187 | 0 | 0.6612 | 0 | 0 | 0
| 0 |  |  |  |  | 0 | 0 | 0.0187 | 0 | 0.6612 | 0 | 0 | 0
| 0 |  |  |  |  | 0 | 0 | 0.0187 | 0 | 0.6612 | 0 | 0 | 0
| 0 |  |  |  |  | 0 | 0 | 0.0187 | 0 | 0.6612 | 0 | 0 | 0
| 0 |  |  |  |  | 0 | 0 | 0.0187 | 0 | 0.6612 | 0 | 0 | 0
| 0 |  |  |  |  | 0 | 0 | 0.0187 | 0 | 0.6612 | 0 | 0 | 0
| 0 |  |  |  |  | 0 | 0 | 0.0187 | 0 | 0.6612 | 0 | 0 | 0
| 0 |  |  |  |  | 0 | 0 | 0.0187 | 0 | 0.6612 | 0 | 0 | 0
| 0 |  |  |  |  | 0 | 0 | 0.0187 | 0 | 0.6612 | 0 | 0 | 0
| 0 |  |  |  |  | 0 | 0 | 0.0187 | 0 | 0.6612 | 0 | 0 | 0
| 0 |  |  |  |  | 0 | 0 | 0.0187 | 0 | 0.6612 | 0 | 0 | 0
| 0 |  |  |  |  | 0 | 0 | 0.0187 | 0 | 0.6612 | 0 | 0 | 0
| 0 |  |  |  |  | 0 | 0 | 0.0187 | 0 | 0.6612 | 0 | 0 | 0
| 0 |  |  |  |  | 0 | 0 | 0.0187 | 0 | 0.6612 | 0 | 0 | 0
| 0 |  |  |  |  | 0 | 0 | 0.0187 | 0 | 0.6612 | 0 | 0 | 0
| 0 |  |  |  |  | 0 | 0 | 0.0187 | 0 | 0.6612 | 0 | 0 | 0
| 0 |  |  |  |  | 0 | 0 | 0.0187 | 0 | 0.6612 | 0 | 0 | 0
| 0 |  |  |  |  | 0 | 0 | 0.0187 | 0 | 0.6612 | 0 | 0 | 0
| 0 |  |  |  |  | 0 | 0 | 0.0187 | 0 | 0.6612 | 0 | 0 | 0
| 0 |  |  |  |  | 0 | 0 | 0.0187 | 0 | 0.6612 | 0 | 0 | 0
| 0 |  |  |  |  | 0 | 0 | 0.0187 | 0 | 0.6612 | 0 | 0 | 0
| 0 |  |  |  |  | 0 | 0 | 0.0187 | 0 | 0.6612 | 0 | 0 | 0
| 0 |  |  |  |  | 0 | 0 | 0.0187 | 0 | 0.6612 | 0 | 0 | 0
| 0 |  |  |  |  | 0 | 0 | 0.0187 | 0 | 0.6612 | 0 | 0 | 0
| 0 |  |  |  |  | 0 | 0 | 0.0187 | 0 | 0.6612 | 0 | 0 | 0
| 0 |  |  |  |  | 0 | 0 | 0.0187 | 0 | 0.6612 | 0 | 0 | 0
| 0 |  |  |  |  | 0 | 0 | 0.0187 | 0 | 0.6612 | 0 | 0 | 0
| 0 |  |  |  |  | 0 | 0 | 0.0187 | 0 | 0.6612 | 0 | 0 | 0
| 0 |  |  |  |  | 0 | 0 | 0.0187 | 0 | 0.6612 | 0 | 0 | 0
| 0 |  |  |  |  | 0 | 0 | 0.0187 | 0 | 0.6612 | 0 | 0 | 0
| 0 |  |  |  |  | 0 | 0 | 0.0187 | 0 | 0.6612 | 0 | 0 | 0
| 0 |  |  |  |  | 0 | 0 | 0.0187 | 0 | 0.6612 | 0 | 0 | 0
| 0 |  |  |  |  | 0 | 0 | 0.0187 | 0 | 0.6612 | 0 | 0 | 0
| 0 |  |  |  |  | 0 | 0 | 0.0187 | 0 | 0.6612 | 0 | 0 | 0
| 0 |  |  |  |  | 0 | 0 | 0.0187 | 0 | 0.6612 | 0 | 0 | 0
| 0 |  |  |  |  | 0 | 0 | 0.0187 | 0 | 0.6612 | 0 | 0 | 0
| 0 |  |  |  |  | 0 | 0 | 0.0187 | 0 | 0.6612 | 0 | 0 | 0
| 0 |  |  |  |  | 0 | 0 | 0.0187 | 0 | 0.6612 | 0 | 0 | 0
| 0 |  |  |  |  | 0 | 0 | 0.0187 | 0 | 0.6612 | 0 | 0 | 0
| 0 |  |  |  |  | 0 | 0 | 0.0187 | 0 | 0.6612 | 0 | 0 | 0
| 0 |  |  |  |  | 0 | 0 | 0.0187 | 0 | 0.6612 | 0 | 0 | 0
| 0 |  |  |  |  | 0 | 0 | 0.0187 | 0 | 0.6612 | 0 | 0 | 0
| 0 |  |  |  |  | 0 | 0 | 0.0187 | 0 | 0.6612 | 0 | 0 | 0
| 0 |  |  |  |  | 0 | 0 | 0.0187 | 0 | 0.6612 | 0 | 0 | 0
| 0 |  |  |  |  | 0 | 0 | 0.0187 | 0 | 0.6612 | 0 | 0 | 0
| 0 |  |  |  |  | 0 | 0 | 0.0187 | 0 | 0.6612 | 0 | 0 | 0
| 0 |  |  |  |  | 0 | 0 | 0.0187 | 0 | 0.6612 | 0 | 0 | 0
| 0 |  |  |  |  | 0 | 0 | 0.0187 | 0 | 0.6612 | 0 | 0 | 0
| 0 |  |  |  |  | 0 | 0 | 0.0187 | 0 | 0.6612 | 0 | 0 | 0
| 0 |  |  |  |  | 0 | 0 | 0.0187 | 0 | 0.6612 | 0 | 0 | 0
| 0 |  |  |  |  | 0 | 0 | 0.0187 | 0 | 0.6612 | 0 | 0 | 0
| 0 |  |  |  |  | 0 | 0 | 0.0187 | 0 | 0.6612 | 0 | 0 | 0
| 0 |  |  |  |  | 0 | 0 | 0.0187 | 0 | 0.6612 | 0 | 0 | 0
| 0 |  |  |  |  | 0 | 0 | 0.0187 | 0 | 0.6612 | 0 | 0 | 0
| 0 |  |  |  |  | 0 | 0 | 0.0187 | 0 | 0.6612 | 0 | 0 | 0
| 0 |  |  |  |  | 0 | 0 | 0.0187 | 0 | 0.6612 | 0 | 0 | 0
| 0 |  |  |  |  | 0 | 0 | 0.0187 | 0 | 0.6612 | 0 | 0 | 0
| 0 |  |  |  |  | 0 | 0 | 0.0187 | 0 | 0.6612 | 0 | 0 | 0
| 0 |  |  |  |  | 0 | 0 | 0.0187 | 0 | 0.6612 | 0 | 0 | 0
| 0 |  |  |  |  | 0 | 0 | 0.0187 | 0 | 0.6612 | 0 | 0 | 0
| 0 |  |  |  |  | 0 | 0 | 0.0187 | 0 | 0.6612 | 0 | 0 | 0
| 0 |  |  |  |  | 0 | 0 | 0.0187 | 0 | 0.6612 | 0 | 0 | 0
| 0 |  |  |  |  | 0 | 0 | 0.0187 | 0 | 0.6612 | 0 | 0 | 0
| 0 |  |  |  |  | 0 | 0 | 0.0187 | 0 | 0.6612 | 0 | 0 | 0
| 0 |  |  |  |  | 0 | 0 | 0.0187 | 0 | 0.6612 | 0 | 0 | 0
| 0 |  |  |  |  | 0 | 0 | 0.0187 | 0 | 0.6612 | 0 | 0 | 0
| 0 |  |  |  |  | 0 | 0 | 0.0187 | 0 | 0.6612 | 0 | 0 | 0
| 0 |  |  |  |  | 0 | 0 | 0.0187 | 0 | 0.6612 | 0 | 0 | 0
| 0 |  |  |  |  | 0 | 0 | 0.0187 | 0 | 0.6612 | 0 | 0 | 0
| 0 |  |  |  |  | 0 | 0 | 0.0187 | 0 | 0.6612 | 0 | 0 | 0
| 0 |  |  |  |  | 0 | 0 | 0.0187 | 0 | 0.6612 | 0 | 0 | 0
| 0 |  |  |  |  | 0 | 0 | 0.0187 | 0 | 0.6612 | 0 | 0 | 0
| 0 |  |  |  |  | 0 | 0 | 0.0187 | 0 | 0.6612 | 0 | 0 | 0
| 0 |  |  |  |  | 0 | 0 | 0.0187 | 0 | 0.6612 | 0 | 0 | 0
| 0 |  |  |  |  | 0 | 0 | 0.0187 | 0 | 0.6612 | 0 | 0 | 0
| 0 |  |  |  |  | 0 | 0 | 0.0187 | 0 | 0.6612 | 0 | 0 | 0
| 0 |  |  |  |  | 0 | 0 | 0.0187 | 0 | 0.6612 | 0 | 0 | 0
| 0 |  |  |  |  | 0 | 0 | 0.0187 | 0 | 0.6612 | 0 | 0 | 0
| 0 |  |  |  |  | 0 | 0 | 0.0187 | 0 | 0.6612 | 0 | 0 | 0
| 0 |  |  |  |  | 0 | 0 | 0.0187 | 0 | 0.6612 | 0 | 0 | 0
| 0 |  |  |  |  | 0 | 0 | 0.0187 | 0 | 0.6612 | 0 | 0 | 0
| 0 |  |  |  |  | 0 | 0 | 0.0187 | 0 | 0.6612 | 0 | 0 | 0
| 0 |  |  |  |  | 0 | 0 | 0.0187 | 0 | 0.6612 | 0 | 0 | 0
| 0 |  |  |  |  | 0 | 0 | 0.0187 | 0 | 0.6612 | 0 | 0 | 0
| 0 |  |  |  |  | 0 | 0 | 0.0187 | 0 | 0.6612 | 0 | 0 | 0
| 0 |  |  |  |  | 0 | 0 | 0.0187 | 0 | 0.6612 | 0 | 0 | 0
| 0 |  |  |  |  | 0 | 0 | 0.0187 | 0 | 0.6612 | 0 | 0 | 0
| 0 |  |  |  |  | 0 | 0 | 0.0187 | 0 | 0.6612 | 0 | 0 | 0
| 0 |  |  |  |  | 0 | 0 | 0.0187 | 0 | 0.6612 | 0 | 0 | 0
| 0 |  |  |  |  | 0 | 0 | 0.0187 | 0 | 0.6612 | 0 | 0 | 0
| 0 |  |  |  |  | 0 | 0 | 0.0187 | 0 | 0.6612 | 0 | 0 | 0
| 0 |  |  |  |  | 0 | 0 | 0.0187 | 0 | 0.6612 | 0 | 0 | 0
| 0 |  |  |  |  | 0 | 0 | 0.0187 | 0 | 0.6612 | 0 | 0 | 0
| 0 |  |  |  |  | 0 | 0 | 0.0187 | 0 | 0.6612 | 0 | 0 | 0
| 0 |  |  |  |  | 0 | 0 | 0.0187 | 0 | 0.6612 | 0 | 0 | 0
| 0 |  |  |  |  | 0 | 0 | 0.0187 | 0 | 0.6612 | 0 | 0 | 0
| 0 |  |  |  |  | 0 | 0 | 0.0187 | 0 | 0.6612 | 0 | 0 | 0
| 0 |  |  |  |  | 0 | 0 | 0.0187 | 0 | 0.6612 | 0 | 0 | 0
| 0 |  |  |  |  | 0 | 0 | 0.0187 | 0 | 0.6612 | 0 | 0 | 0
| 0 |  |  |  |  | 0 | 0 | 0.0187 | 0 | 0.6612 | 0 | 0 | 0
| 0 |  |  |  |  | 0 | 0 | 0.0187 | 0 | 0.6612 | 0 | 0 | 0
| 0 |  |  |  |  | 0 | 0 | 0.0187 | 0 | 0.6612 | 0 | 0 | 0
| 0 |  |  |  |  | 0 | 0 | 0.0187 | 0 | 0.6612 | 0 | 0 | 0
| 0 |  |  |  |  | 0 | 0 | 0.0187 | 0 | 0.6612 | 0 | 0 | 0
| 0 |  |  |  |  | 0 | 0 | 0.0187 | 0 | 0.6612 | 0 | 0 | 0
| 0 |  |  |  |  | 0 | 0 | 0.0187 | 0 | 0.6612 | 0 | 0 | 0
| 0 |  |  |  |  | 0 | 0 | 0.0187 | 0 | 0.6612 | 0 | 0 | 0
| 0 |  |  |  |  | 0 | 0 | 0.0187 | 0 | 0.6612 | 0 | 0 | 0
| 0 |  |  |  |  | 0 | 0 | 0.0187 | 0 | 0.6612 | 0 | 0 | 0
| 0 |  |  |  |  | 0 | 0 | 0.0187 | 0 | 0.6612 | 0 | 0 | 0
| 0 |  |  |  |  | 0 | 0 | 0.0187 | 0 | 0.6612 | 0 | 0 | 0
| 0 |  |  |  |  | 0 | 0 | 0.0187 | 0 | 0.6612 | 0 | 0 | 0
| 0 |  |  |  |  | 0 | 0 | 0.0187 | 0 | 0.6612 | 0 | 0 | 0
| 0 |  |  |  |  | 0 | 0 | 0.0187 | 0 | 0.6612 | 0 | 0 | 0
| 0 |  |  |  |  | 0 | 0 | 0.0187 | 0 | 0.6612 | 0 | 0 | 0
| 0 |  |  |  |  | 0 | 0 | 0.0187 | 0 | 0.6612 | 0 | 0 | 0
| 0 |  |  |  |  | 0 | 0 | 0.0187 | 0 | 0.6612 | 0 | 0 | 0
| 0 |  |  |  |  | 0 | 0 | 0.0187 | 0 | 0.6612 | 0 | 0 | 0
| 0 |  |  |  |  | 0 | 0 | 0.0187 | 0 | 0.6612 | 0 | 0 | 0
| 0 |  |  |  |  | 0 | 0 | 0.0187 | 0 | 0.6612 | 0 | 0 | 0
| 0 |  |  |  |  | 0 | 0 | 0.0187 | 0 | 0.6612 | 0 | 0 | 0
| 0 |  |  |  |  | 0 | 0 | 0.0187 | 0 | 0.6612 | 0 | 0 | 0
| 0 |  |  |  |  | 0 | 0 | 0.0187 | 0 | 0.6612 | 0 | 0 | 0
| 0 |  |  |  |  | 0 | 0 | 0.0187 | 0 | 0.6612 | 0 | 0 | 0
| 0 |  |  |  |  | 0 | 0 | 0.0187 | 0 | 0.6612 | 0 | 0 | 0
| 0 |  |  |  |  | 0 | 0 | 0.0187 | 0 | 0.6612 | 0 | 0 | 0
| 0 |  |  |  |  | 0 | 0 | 0.0187 | 0 | 0.6612 | 0 | 0 | 0
| 0 |  |  |  |  | 0 | 0 | 0.0187 | 0 | 0.6612 | 0 | 0 | 0
| 0 |  |  |  |  | 0 | 0 | 0.0187 | 0 | 0.6612 | 0 | 0 | 0
| 0 |  |  |  |  | 0 | 0 | 0.0187 | 0 | 0.6612 | 0 | 0 | 0
| 0 |  |  |  |  | 0 | 0 | 0.0187 | 0 | 0.6612 | 0 | 0 | 0
| 0 |  |  |  |  | 0 | 0 | 0.0187 | 0 | 0.6612 | 0 | 0 | 0
| 0 |  |  |  |  | 0 | 0 | 0.0187 | 0 | 0.6612 | 0 | 0 | 0
| 0 |  |  |  |  | 0 | 0 | 0.0187 | 0 | 0.6612 | 0 | 0 | 0
| 0 |  |  |  |  | 0 | 0 | 0.0187 | 0 | 0.6612 | 0 | 0 | 0
| 0 |  |  |  |  | 0 | 0 | 0.0187 | 0 | 0.6612 | 0 | 0 | 0
| 0 |  |  |  |  | 0 | 0 | 0.0187 | 0 | 0.6612 | 0 | 0 | 0
| 0 |  |  |  |  | 0 | 0 | 0.0187 | 0 | 0.6612 | 0 | 0 | 0
| 0 |  |  |  |  | 0 | 0 | 0.0187 | 0 | 0.6612 | 0 | 0 | 0
| 0 |  |  |  |  | 0 | 0 | 0.0187 | 0 | 0.6612 | 0 | 0 | 0
| 0 |  |  |  |  | 0 | 0 | 0.0187 | 0 | 0.6612 | 0 | 0 | 0
| 0 |  |  |  |  | 0 | 0 | 0.0187 | 0 | 0.6612 | 0 | 0 | 0
| 0 |  |  |  |  | 0 | 0 | 0.0187 | 0 | 0.6612 | 0 | 0 | 0
| 0 |  |  |  |  | 0 | 0 | 0.0187 | 0 | 0.6612 | 0 | 0 | 0
| 0 |  |  |  |  | 0 | 0 | 0.0187 | 0 | 0.6612 | 0 | 0 | 0
| 0 |  |  |  |  | 0 | 0 | 0.0187 | 0 | 0.6612 | 0 | 0 | 0
| 0 |  |  |  |  | 0 | 0 | 0.0187 | 0 | 0.6612 | 0 | 0 | 0
| 0 |  |  |  |  | 0 | 0 | 0.0187 | 0 | 0.6612 | 0 | 0 | 0
| 0 |  |  |  |  | 0 | 0 | 0.0187 | 0 | 0.6612 | 0 | 0 | 0
| 0 |  |  |  |  | 0 | 0 | 0.0187 | 0 | 0.6612 | 0 | 0 | 0
| 0 |  |  |  |  | 0 | 0 | 0.0187 | 0 | 0.6612 | 0 | 0 | 0
| 0 |  |  |  |  | 0 | 0 | 0.0187 | 0 | 0.6612 | 0 | 0 | 0
| 0 |  |  |  |  | 0 | 0 | 0.0187 | 0 | 0.6612 | 0 | 0 | 0
| 0 |  |  |  |  | 0 | 0 | 0.0187 | 0 | 0.6612 | 0 | 0 | 0
| 0 |  |  |  |  | 0 | 0 | 0.0187 | 0 | 0.6612 | 0 | 0 | 0
| 0 |  |  |  |  | 0 | 0 | 0.0187 | 0 | 0.6612 | 0 | 0 | 0
| 0 |  |  |  |  | 0 | 0 | 0.0187 | 0 | 0.6612 | 0 | 0 | 0
| 0 |  |  |  |  | 0 | 0 | 0.0187 | 0 | 0.6612 | 0 | 0 | 0
| 0 |  |  |  |  | 0 | 0 | 0.0187 | 0 | 0.6612 | 0 | 0 | 0
| 0 |  |  |  |  | 0 | 0 | 0.0187 | 0 | 0.6612 | 0 | 0 | 0
| 0 |  |  |  |  | 0 | 0 | 0.0187 | 0 | 0.6612 | 0 | 0 | 0
| 0 |  |  |  |  | 0 | 0 | 0.0187 | 0 | 0.6612 | 0 | 0 | 0
| 0 |  |  |  |  | 0 | 0 | 0.0187 | 0 | 0.6612 | 0 | 0 | 0
| 0 |  |  |  |  | 0 | 0 | 0.0187 | 0 | 0.6612 | 0 | 0 | 0
| 0 |  |  |  |  | 0 | 0 | 0.0187 | 0 | 0.6612 | 0 | 0 | 0
| 0 |  |  |  |  | 0 | 0 | 0.0187 | 0 | 0.6612 | 0 | 0 | 0
| 0 |  |  |  |  | 0 | 0 | 0.0187 | 0 | 0.6612 | 0 | 0 | 0
| 0 |  |  |  |  | 0 | 0 | 0.0187 | 0 | 0.6612 | 0 | 0 | 0
| 0 |  |  |  |  | 0 | 0 | 0.0187 | 0 | 0.6612 | 0 | 0 | 0
| 0 |  |  |  |  | 0 | 0 | 0.0187 | 0 | 0.6612 | 0 | 0 | 0
| 0 |  |  |  |  | 0 | 0 | 0.0187 | 0 | 0.6612 | 0 | 0 | 0
| 0 |  |  |  |  | 0 | 0 | 0.0187 | 0 | 0.6612 | 0 | 0 | 0
| 0 |  |  |  |  | 0 | 0 | 0.0187 | 0 | 0.6612 | 0 | 0 | 0
| 0 |  |  |  |  | 0 | 0 | 0.0187 | 0 | 0.6612 | 0 | 0 | 0
| 0 |  |  |  |  | 0 | 0 | 0.0187 | 0 | 0.6612 | 0 | 0 | 0
| 0 |  |  |  |  | 0 | 0 | 0.0187 | 0 | 0.6612 | 0 | 0 | 0
| 0 |  |  |  |  | 0 | 0 | 0.0187 | 0 | 0.6612 | 0 | 0 | 0
| 0 |  |  |  |  | 0 | 0 | 0.0187 | 0 | 0.6612 | 0 | 0 | 0
| 0 |  |  |  |  | 0 | 0 | 0.0187 | 0 | 0.6612 | 0 | 0 | 0
| 0 |  |  |  |  | 0 | 0 | 0.0187 | 0 | 0.6612 | 0 | 0 | 0
| 0 |  |  |  |  | 0 | 0 | 0.0187 | 0 | 0.6612 | 0 | 0 | 0
| 0 |  |  |  |  | 0 | 0 | 0.0187 | 0 | 0.6612 | 0 | 0 | 0
| 0 |  |  |  |  | 0 | 0 | 0.0187 | 0 | 0.6612 | 0 | 0 | 0
| 0 |  |  |  |  | 0 | 0 | 0.0187 | 0 | 0.6612 | 0 | 0 | 0
| 0 |  |  |  |  | 0 | 0 | 0.0187 | 0 | 0.6612 | 0 | 0 | 0
| 0 |  |  |  |  | 0 | 0 | 0.0187 | 0 | 0.6612 | 0 | 0 | 0
| 0 |  |  |  |  | 0 | 0 | 0.0187 | 0 | 0.6612 | 0 | 0 | 0
| 0 |  |  |  |  | 0 | 0 | 0.0187 | 0 | 0.6612 | 0 | 0 | 0
| 0 |  |  |  |  | 0 | 0 | 0.0187 | 0 | 0.6612 | 0 | 0 | 0
| 0 |  |  |  |  | 0 | 0 | 0.0187 | 0 | 0.6612 | 0 | 0 | 0
| 0 |  |  |  |  | 0 | 0 | 0.0187 | 0 | 0.6612 | 0 | 0 | 0
| 0 |  |  |  |  | 0 | 0 | 0.0187 | 0 | 0.6612 | 0 | 0 | 0
| 0 |  |  |  |  | 0 | 0 | 0.0187 | 0 | 0.6612 | 0 | 0 | 0
| 0 |  |  |  |  | 0 | 0 | 0.0187 | 0 | 0.6612 | 0 | 0 | 0
| 0 |  |  |  |  | 0 | 0 | 0.0187 | 0 | 0.6612 | 0 | 0 | 0
| 0 |  |  |  |  | 0 | 0 | 0.0187 | 0 | 0.6612 | 0 | 0 | 0
| 0 |  |  |  |  | 0 | 0 | 0.0187 | 0 | 0.6612 | 0 | 0 | 0
| 0 |  |  |  |  | 0 | 0 | 0.0187 | 0 | 0.6612 | 0 | 0 | 0
| 0 |  |  |  |  | 0 | 0 | 0.0187 | 0 | 0.6612 | 0 | 0 | 0
| 0 |  |  |  |  | 0 | 0 | 0.0187 | 0 | 0.6612 | 0 | 0 | 0
| 0 |  |  |  |  | 0 | 0 | 0.0187 | 0 | 0.6612 | 0 | 0 | 0
| 0 |  |  |  |  | 0 | 0 | 0.0187 | 0 | 0.6612 | 0 | 0 | 0
| 0 |  |  |  |  | 0 | 0 | 0.0187 | 0 | 0.6612 | 0 | 0 | 0
| 0 |  |  |  |  | 0 | 0 | 0.0187 | 0 | 0.6612 | 0 | 0 | 0
| 0 |  |  |  |  | 0 | 0 | 0.0187 | 0 | 0.6612 | 0 | 0 | 0
| 0 |  |  |  |  | 0 | 0 | 0.0187 | 0 | 0.6612 | 0 | 0 | 0
| 0 |  |  |  |  | 0 | 0 | 0.0187 | 0 | 0.6612 | 0 | 0 | 0
| 0 |  |  |  |  | 0 | 0 | 0.0187 | 0 | 0.6612 | 0 | 0 | 0
| 0 |  |  |  |  | 0 | 0 | 0.0187 | 0 | 0.6612 | 0 | 0 | 0
| 0 |  |  |  |  | 0 | 0 | 0.0187 | 0 | 0.6612 | 0 | 0 | 0
| 0 |  |  |  |  | 0 | 0 | 0.0187 | 0 | 0.6612 | 0 | 0 | 0
| 0 |  |  |  |  | 0 | 0 | 0.0187 | 0 | 0.6612 | 0 | 0 | 0
| 0 |  |  |  |  | 0 | 0 | 0.0187 | 0 | 0.6612 | 0 | 0 | 0
| 0 |  |  |  |  | 0 | 0 | 0.0187 | 0 | 0.6612 | 0 | 0 | 0
| 0 |  |  |  |  | 0 | 0 | 0.0187 | 0 | 0.6612 | 0 | 0 | 0
| 0 |  |  |  |  | 0 | 0 | 0.0187 | 0 | 0.6612 | 0 | 0 | 0
| 0 |  |  |  |  | 0 | 0 | 0.0187 | 0 | 0.6612 | 0 | 0 | 0
| 0 |  |  |  |  | 0 | 0 | 0.0187 | 0 | 0.6612 | 0 | 0 | 0
| 0 |  |  |  |  | 0 | 0 | 0.0187 | 0 | 0.6612 | 0 | 0 | 0
| 0 |  |  |  |  | 0 | 0 | 0.0187 | 0 | 0.6612 | 0 | 0 | 0
| 0 |  |  |  |  | 0 | 0 | 0.0187 | 0 | 0.6612 | 0 | 0 | 0
| 0 |  |  |  |  | 0 | 0 | 0.0187 | 0 | 0.6612 | 0 | 0 | 0
| 0 |  |  |  |  | 0 | 0 | 0.0187 | 0 | 0.6612 | 0 | 0 | 0
| 0 |  |  |  |  | 0 | 0 | 0.0187 | 0 | 0.6612 | 0 | 0 | 0
| 0 |  |  |  |  | 0 | 0 | 0.0187 | 0 | 0.6612 | 0 | 0 | 0
| 0 |  |  |  |  | 0 | 0 | 0.0187 | 0 | 0.6612 | 0 | 0 | 0
| 0 |  |  |  |  | 0 | 0 | 0.0187 | 0 | 0.6612 | 0 | 0 | 0
| 0 |  |  |  |  | 0 | 0 | 0.0187 | 0 | 0.6612 | 0 | 0 | 0
| 0 |  |  |  |  | 0 | 0 | 0.0187 | 0 | 0.6612 | 0 | 0 | 0
| 0 |  |  |  |  | 0 | 0 | 0.0187 | 0 | 0.6612 | 0 | 0 | 0
| 0 |  |  |  |  | 0 | 0 | 0.0187 | 0 | 0.6612 | 0 | 0 | 0
| 0 |  |  |  |  | 0 | 0 | 0.0187 | 0 | 0.6612 | 0 | 0 | 0
| 0 |  |  |  |  | 0 | 0 | 0.0187 | 0 | 0.6612 | 0 | 0 | 0
| 0 |  |  |  |  | 0 | 0 | 0.0187 | 0 | 0.6612 | 0 | 0 | 0
| 0 |  |  |  |  | 0 | 0 | 0.0187 | 0 | 0.6612 | 0 | 0 | 0
| 0 |  |  |  |  | 0 | 0 | 0.0187 | 0 | 0.6612 | 0 | 0 | 0
| 0 |  |  |  |  | 0 | 0 | 0.0187 | 0 | 0.6612 | 0 | 0 | 0
| 0 |  |  |  |  | 0 | 0 | 0.0187 | 0 | 0.6612 | 0 | 0 | 0
| 0 |  |  |  |  | 0 | 0 | 0.0187 | 0 | 0.6612 | 0 | 0 | 0
| 0 |  |  |  |  | 0 | 0 | 0.0187 | 0 | 0.6612 | 0 | 0 | 0
| 0 |  |  |  |  | 0 | 0 | 0.0187 | 0 | 0.6612 | 0 | 0 | 0
| 0 |  |  |  |  | 0 | 0 | 0.0187 | 0 | 0.6612 | 0 | 0 | 0
| 0 |  |  |  |  | 0 | 0 | 0.0187 | 0 | 0.6612 | 0 | 0 | 0
| 0 |  |  |  |  | 0 | 0 | 0.0187 | 0 | 0.6612 | 0 | 0 | 0
| 0 |  |  |  |  | 0 | 0 | 0.0187 | 0 | 0.6612 | 0 | 0 | 0
| 0 |  |  |  |  | 0 | 0 | 0.0187 | 0 | 0.6612 | 0 | 0 | 0
| 0 |  |  |  |  | 0 | 0 | 0.0187 | 0 | 0.6612 | 0 | 0 | 0
| 0 |  |  |  |  | 0 | 0 | 0.0187 | 0 | 0.6612 | 0 | 0 | 0
| 0 |  |  |  |  | 0 | 0 | 0.0187 | 0 | 0.6612 | 0 | 0 | 0
| 0 |  |  |  |  | 0 | 0 | 0.0187 | 0 | 0.6612 | 0 | 0 | 0
| 0 |  |  |  |  | 0 | 0 | 0.0187 | 0 | 0.6612 | 0 | 0 | 0
| 0 |  |  |  |  | 0 | 0 | 0.0187 | 0 | 0.6612 | 0 | 0 | 0
| 0 |  |  |  |  | 0 | 0 | 0.0187 | 0 | 0.6612 | 0 | 0 | 0
| 0 |  |  |  |  | 0 | 0 | 0.0187 | 0 | 0.6612 | 0 | 0 | 0
| 0 |  |  |  |  | 0 | 0 | 0.0187 | 0 | 0.6612 | 0 | 0 | 0
| 0 |  |  |  |  | 0 | 0 | 0.0187 | 0 | 0.6612 | 0 | 0 | 0
| 0 |  |  |  |  | 0 | 0 | 0.0187 | 0 | 0.6612 | 0 | 0 | 0
| 0 |  |  |  |  | 0 | 0 | 0.0187 | 0 | 0.6612 | 0 | 0 | 0
| 0 |  |  |  |  | 0 | 0 | 0.0187 | 0 | 0.6612 | 0 | 0 | 0
| 0 |  |  |  |  | 0 | 0 | 0.0187 | 0 | 0.6612 | 0 | 0 | 0
| 0 |  |  |  |  | 0 | 0 | 0.0187 | 0 | 0.6612 | 0 | 0 | 0
| 0 |  |  |  |  | 0 | 0 | 0.0187 | 0 | 0.6612 | 0 | 0 | 0
| 0 |  |  |  |  | 0 | 0 | 0.0187 | 0 | 0.6612 | 0 | 0 | 0
| 0 |  |  |  |  | 0 | 0 | 0.0187 | 0 | 0.6612 | 0 | 0 | 0
| 0 |  |  |  |  | 0 | 0 | 0.0187 | 0 | 0.6612 | 0 | 0 | 0
| 0 |  |  |  |  | 0 | 0 | 0.0187 | 0 | 0.6612 | 0 | 0 | 0
| 0 |  |  |  |  | 0 | 0 | 0.0187 | 0 | 0.6612 | 0 | 0 | 0
| 0 |  |  |  |  | 0 | 0 | 0.0187 | 0 | 0.6612 | 0 | 0 | 0
| 0 |  |  |  |  | 0 | 0 | 0.0187 | 0 | 0.6612 | 0 | 0 | 0
| 0 |  |  |  |  | 0 | 0 | 0.0187 | 0 | 0.6612 | 0 | 0 | 0
| 0 |  |  |  |  | 0 | 0 | 0.0187 | 0 | 0.6612 | 0 | 0 | 0
| 0 |  |  |  |  | 0 | 0 | 0.0187 | 0 | 0.6612 | 0 | 0 | 0
| 0 |  |  |  |  | 0 | 0 | 0.0187 | 0 | 0.6612 | 0 | 0 | 0
| 0 |  |  |  |  | 0 | 0 | 0.0187 | 0 | 0.6612 | 0 | 0 | 0
| 0 |  |  |  |  | 0 | 0 | 0.0187 | 0 | 0.6612 | 0 | 0 | 0
| 0 |  |  |  |  | 0 | 0 | 0.0187 | 0 | 0.6612 | 0 | 0 | 0
| 0 |  |  |  |  | 0 | 0 | 0.0187 | 0 | 0.6612 | 0 | 0 | 0
| 0 |  |  |  |  | 0 | 0 | 0.0187 | 0 | 0.6612 | 0 | 0 | 0
| 0 |  |  |  |  | 0 | 0 | 0.0187 | 0 | 0.6612 | 0 | 0 | 0
| 0 |  |  |  |  | 0 | 0 | 0.0187 | 0 | 0.6612 | 0 | 0 | 0
| 0 |  |  |  |  | 0 | 0 | 0.0187 | 0 | 0.6612 | 0 | 0 | 0
| 0 |  |  |  |  | 0 | 0 | 0.0187 | 0 | 0.6612 | 0 | 0 | 0
| 0 |  |  |  |  | 0 | 0 | 0.0187 | 0 | 0.6612 | 0 | 0 | 0
| 0 |  |  |  |  | 0 | 0 | 0.0187 | 0 | 0.6612 | 0 | 0 | 0
| 0 |  |  |  |  | 0 | 0 | 0.0187 | 0 | 0.6612 | 0 | 0 | 0
| 0 |  |  |  |  | 0 | 0 | 0.0187 | 0 | 0.6612 | 0 | 0 | 0
| 0 |  |  |  |  | 0 | 0 | 0.0187 | 0 | 0.6612 | 0 | 0 | 0
| 0 |  |  |  |  | 0 | 0 | 0.0187 | 0 | 0.6612 | 0 | 0 | 0
| 0 |  |  |  |  | 0 | 0 | 0.0187 | 0 | 0.6612 | 0 | 0 | 0
| 0 |  |  |  |  | 0 | 0 | 0.0187 | 0 | 0.6612 | 0 | 0 | 0
| 0 |  |  |  |  | 0 | 0 | 0.0187 | 0 | 0.6612 | 0 | 0 | 0
| 0 |  |  |  |  | 0 | 0 | 0.0187 | 0 | 0.6612 | 0 | 0 | 0
| 0 |  |  |  |  | 0 | 0 | 0.0187 | 0 | 0.6612 | 0 | 0 | 0
| 0 |  |  |  |  | 0 | 0 | 0.0187 | 0 | 0.6612 | 0 | 0 | 0
| 0 |  |  |  |  | 0 | 0 | 0.0187 | 0 | 0.6612 | 0 | 0 | 0
| 0 |  |  |  |  | 0 | 0 | 0.0187 | 0 | 0.6612 | 0 | 0 | 0
| 0 |  |  |  |  | 0 | 0 | 0.0187 | 0 | 0.6612 | 0 | 0 | 0
| 0 |  |  |  |  | 0 | 0 | 0.0187 | 0 | 0.6612 | 0 | 0 | 0
| 0 |  |  |  |  | 0 | 0 | 0.0187 | 0 | 0.6612 | 0 | 0 | 0
| 0 |  |  |  |  | 0 | 0 | 0.0187 | 0 | 0.6612 | 0 | 0 | 0
| 0 |  |  |  |  | 0 | 0 | 0.0187 | 0 | 0.6612 | 0 | 0 | 0
| 0 |  |  |  |  | 0 | 0 | 0.0187 | 0 | 0.6612 | 0 | 0 | 0
| 0 |  |  |  |  | 0 | 0 | 0.0187 | 0 | 0.6612 | 0 | 0 | 0
| 0 |  |  |  |  | 0 | 0 | 0.0187 | 0 | 0.6612 | 0 | 0 | 0
| 0 |  |  |  |  | 0 | 0 | 0.0187 | 0 | 0.6612 | 0 | 0 | 0
| 0 |  |  |  |  | 0 | 0 | 0.0187 | 0 | 0.6612 | 0 | 0 | 0
| 0 |  |  |  |  | 0 | 0 | 0.0187 | 0 | 0.6612 | 0 | 0 | 0
| 0 |  |  |  |  | 0 | 0 | 0.0187 | 0 | 0.6612 | 0 | 0 | 0
| 0 |  |  |  |  | 0 | 0 | 0.0187 | 0 | 0.6612 | 0 | 0 | 0
| 0 |  |  |  |  | 0 | 0 | 0.0187 | 0 | 0.6612 | 0 | 0 | 0
| 0 |  |  |  |  | 0 | 0 | 0.0187 | 0 | 0.6612 | 0 | 0 | 0
| 0 |  |  |  |  | 0 | 0 | 0.0187 | 0 | 0.6612 | 0 | 0 | 0
| 0 |  |  |  |  | 0 | 0 | 0.0187 | 0 | 0.6612 | 0 | 0 | 0
| 0 |  |  |  |  | 0 | 0 | 0.0187 | 0 | 0.6612 | 0 | 0 | 0
| 0 |  |  |  |  | 0 | 0 | 0.0187 | 0 | 0.6612 | 0 | 0 | 0
| 0 |  |  |  |  | 0 | 0 | 0.0187 | 0 | 0.6612 | 0 | 0 | 0
| 0 |  |  |  |  | 0 | 0 | 0.0187 | 0 | 0.6612 | 0 | 0 | 0
| 0 |  |  |  |  | 0 | 0 | 0.0187 | 0 | 0.6612 | 0 | 0 | 0
| 0 |  |  |  |  | 0 | 0 | 0.0187 | 0 | 0.6612 | 0 | 0 | 0
| 0 |  |  |  |  | 0 | 0 | 0.0187 | 0 | 0.6612 | 0 | 0 | 0
| 0 |  |  |  |  | 0 | 0 | 0.0187 | 0 | 0.6612 | 0 | 0 | 0
| 0 |  |  |  |  | 0 | 0 | 0.0187 | 0 | 0.6612 | 0 | 0 | 0
| 0 |  |  |  |  | 0 | 0 | 0.0187 | 0 | 0.6612 | 0 | 0 | 0
| 0 |  |  |  |  | 0 | 0 | 0.0187 | 0 | 0.6612 | 0 | 0 | 0
| 0 |  |  |  |  | 0 | 0 | 0.0187 | 0 | 0.6612 | 0 | 0 | 0
| 0 |  |  |  |  | 0 | 0 | 0.0187 | 0 | 0.6612 | 0 | 0 | 0
| 0 |  |  |  |  | 0 | 0 | 0.0187 | 0 | 0.6612 | 0 | 0 | 0
| 0 |  |  |  |  | 0 | 0 | 0.0187 | 0 | 0.6612 | 0 | 0 | 0
| 0 |  |  |  |  | 0 | 0 | 0.0187 | 0 | 0.6612 | 0 | 0 | 0
| 0 |  |  |  |  | 0 | 0 | 0.0187 | 0 | 0.6612 | 0 | 0 | 0
| 0 |  |  |  |  | 0 | 0 | 0.0187 | 0 | 0.6612 | 0 | 0 | 0
| 0 |  |  |  |  | 0 | 0 | 0.0187 | 0 | 0.6612 | 0 | 0 | 0
| 0 |  |  |  |  | 0 | 0 | 0.0187 | 0 | 0.6612 | 0 | 0 | 0
| 0 |  |  |  |  | 0 | 0 | 0.0187 | 0 | 0.6612 | 0 | 0 | 0
| 0 |  |  |  |  | 0 | 0 | 0.0187 | 0 | 0.6612 | 0 | 0 | 0
| 0 |  |  |  |  | 0 | 0 | 0.0187 | 0 | 0.6612 | 0 | 0 | 0
| 0 |  |  |  |  | 0 | 0 | 0.0187 | 0 | 0.6612 | 0 | 0 | 0
| 0 |  |  |  |  | 0 | 0 | 0.0187 | 0 | 0.6612 | 0 | 0 | 0
| 0 |  |  |  |  | 0 | 0 | 0.0187 | 0 | 0.6612 | 0 | 0 | 0
| 0 |  |  |  |  | 0 | 0 | 0.0187 | 0 | 0.6612 | 0 | 0 | 0
| 0 |  |  |  |  | 0 | 0 | 0.0187 | 0 | 0.6612 | 0 | 0 | 0
| 0 |  |  |  |  | 0 | 0 | 0.0187 | 0 | 0.6612 | 0 | 0 | 0
| 0 |  |  |  |  | 0 | 0 | 0.0187 | 0 | 0.6612 | 0 | 0 | 0
| 0 |  |  |  |  | 0 | 0 | 0.0187 | 0 | 0.6612 | 0 | 0 | 0
| 0 |  |  |  |  | 0 | 0 | 0.0187 | 0 | 0.6612 | 0 | 0 | 0
| 0 |  |  |  |  | 0 | 0 | 0.0187 | 0 | 0.6612 | 0 | 0 | 0
| 0 |  |  |  |  | 0 | 0 | 0.0187 | 0 | 0.6612 | 0 | 0 | 0
| 0 |  |  |  |  | 0 | 0 | 0.0187 | 0 | 0.6612 | 0 | 0 | 0
| 0 |  |  |  |  | 0 | 0 | 0.0187 | 0 | 0.6612 | 0 | 0 | 0
| 0 |  |  |  |  | 0 | 0 | 0.0187 | 0 | 0.6612 | 0 | 0 | 0
| 0 |  |  |  |  | 0 | 0 | 0.0187 | 0 | 0.6612 | 0 | 0 | 0
| 0 |  |  |  |  | 0 | 0 | 0.0187 | 0 | 0.6612 | 0 | 0 | 0
| 0 |  |  |  |  | 0 | 0 | 0.0187 | 0 | 0.6612 | 0 | 0 | 0
| 0 |  |  |  |  | 0 | 0 | 0.0187 | 0 | 0.6612 | 0 | 0 | 0
| 0 |  |  |  |  | 0 | 0 | 0.0187 | 0 | 0.6612 | 0 | 0 | 0
| 0 |  |  |  |  | 0 | 0 | 0.0187 | 0 | 0.6612 | 0 | 0 | 0
| 0 |  |  |  |  | 0 | 0 | 0.0187 | 0 | 0.6612 | 0 | 0 | 0
| 0 |  |  |  |  | 0 | 0 | 0.0187 | 0 | 0.6612 | 0 | 0 | 0
| 0 |  |  |  |  | 0 | 0 | 0.0187 | 0 | 0.6612 | 0 | 0 | 0
| 0 |  |  |  |  | 0 | 0 | 0.0187 | 0 | 0.6612 | 0 | 0 | 0
| 0 |  |  |  |  | 0 | 0 | 0.0187 | 0 | 0.6612 | 0 | 0 | 0
| 0 |  |  |  |  | 0 | 0 | 0.0187 | 0 | 0.6612 | 0 | 0 | 0
| 0 |  |  |  |  | 0 | 0 | 0.0187 | 0 | 0.6612 | 0 | 0 | 0
| 0 |  |  |  |  | 0 | 0 | 0.0187 | 0 | 0.6612 | 0 | 0 | 0
| 0 |  |  |  |  | 0 | 0 | 0.0187 | 0 | 0.6612 | 0 | 0 | 0
| 0 |  |  |  |  | 0 | 0 | 0.0187 | 0 | 0.6612 | 0 | 0 | 0
| 0 |  |  |  |  | 0 | 0 | 0.0187 | 0 | 0.6612 | 0 | 0 | 0
| 0 |  |  |  |  | 0 | 0 | 0.0187 | 0 | 0.6612 | 0 | 0 | 0
| 0 |  |  |  |  | 0 | 0 | 0.0187 | 0 | 0.6612 | 0 | 0 | 0
| 0 |  |  |  |  | 0 | 0 | 0.0187 | 0 | 0.6612 | 0 | 0 | 0
| 0 |  |  |  |  | 0 | 0 | 0.0187 | 0 | 0.6612 | 0 | 0 | 0
| 0 |  |  |  |  | 0 | 0 | 0.0187 | 0 | 0.6612 | 0 | 0 | 0
| 0 |  |  |  |  | 0 | 0 | 0.0187 | 0 | 0.6612 | 0 | 0 | 0
| 0 |  |  |  |  | 0 | 0 | 0.0187 | 0 | 0.6612 | 0 | 0 | 0
| 0 |  |  |  |  | 0 | 0 | 0.0187 | 0 | 0.6612 | 0 | 0 | 0
| 0 |  |  |  |  | 0 | 0 | 0.0187 | 0 | 0.6612 | 0 | 0 | 0
| 0 |  |  |  |  | 0 | 0 | 0.0187 | 0 | 0.6612 | 0 | 0 | 0
| 0 |  |  |  |  | 0 | 0 | 0.0187 | 0 | 0.6612 | 0 | 0 | 0
| 0 |  |  |  |  | 0 | 0 | 0.0187 | 0 | 0.6612 | 0 | 0 | 0
| 0 |  |  |  |  | 0 | 0 | 0.0187 | 0 | 0.6612 | 0 | 0 | 0
| 0 |  |  |  |  | 0 | 0 | 0.0187 | 0 | 0.6612 | 0 | 0 | 0
| 0 |  |  |  |  | 0 | 0 | 0.0187 | 0 | 0.6612 | 0 | 0 | 0
| 0 |  |  |  |  | 0 | 0 | 0.0187 | 0 | 0.6612 | 0 | 0 | 0
| 0 |  |  |  |  | 0 | 0 | 0.0187 | 0 | 0.6612 | 0 | 0 | 0
| 0 |  |  |  |  | 0 | 0 | 0.0187 | 0 | 0.6612 | 0 | 0 | 0
| 0 |  |  |  |  | 0 | 0 | 0.0187 | 0 | 0.6612 | 0 | 0 | 0
| 0 |  |  |  |  | 0 | 0 | 0.0187 | 0 | 0.6612 | 0 | 0 | 0
| 0 |  |  |  |  | 0 | 0 | 0.0187 | 0 | 0.6612 | 0 | 0 | 0
| 0 |  |  |  |  | 0 | 0 | 0.0187 | 0 | 0.6612 | 0 | 0 | 0
| 0 |  |  |  |  | 0 | 0 | 0.0187 | 0 | 0.6612 | 0 | 0 | 0
| 0 |  |  |  |  | 0 | 0 | 0.0187 | 0 | 0.6612 | 0 | 0 | 0
| 0 |  |  |  |  | 0 | 0 | 0.0187 | 0 | 0.6612 | 0 | 0 | 0
| 0 |  |  |  |  | 0 | 0 | 0.0187 | 0 | 0.6612 | 0 | 0 | 0
| 0 |  |  |  |  | 0 | 0 | 0.0187 | 0 | 0.6612 | 0 | 0 | 0
| 0 |  |  |  |  | 0 | 0 | 0.0187 | 0 | 0.6612 | 0 | 0 | 0
| 0 |  |  |  |  | 0 | 0 | 0.0187 | 0 | 0.6612 | 0 | 0 | 0
| 0 |  |  |  |  | 0 | 0 | 0.0187 | 0 | 0.6612 | 0 | 0 | 0
| 0 |  |  |  |  | 0 | 0 | 0.0187 | 0 | 0.6612 | 0 | 0 | 0
| 0 |  |  |  |  | 0 | 0 | 0.0187 | 0 | 0.6612 | 0 | 0 | 0
| 0 |  |  |  |  | 0 | 0 | 0.0187 | 0 | 0.6612 | 0 | 0 | 0
| 0 |  |  |  |  | 0 | 0 | 0.0187 | 0 | 0.6612 | 0 | 0 | 0
| 0 |  |  |  |  | 0 | 0 | 0.0187 | 0 | 0.6612 | 0 | 0 | 0
| 0 |  |  |  |  | 0 | 0 | 0.0187 | 0 | 0.6612 | 0 | 0 | 0
| 0 |  |  |  |  | 0 | 0 | 0.0187 | 0 | 0.6612 | 0 | 0 | 0
| 0 |  |  |  |  | 0 | 0 | 0.0187 | 0 | 0.6612 | 0 | 0 | 0
| 0 |  |  |  |  | 0 | 0 | 0.0187 | 0 | 0.6612 | 0 | 0 | 0
| 0 |  |  |  |  | 0 | 0 | 0.0187 | 0 | 0.6612 | 0 | 0 | 0
| 0 |  |  |  |  | 0 | 0 | 0.0187 | 0 | 0.6612 | 0 | 0 | 0
| 0 |  |  |  |  | 0 | 0 | 0.0187 | 0 | 0.6612 | 0 | 0 | 0
| 0 |  |  |  |  | 0 | 0 | 0.0187 | 0 | 0.6612 | 0 | 0 | 0
| 0 |  |  |  |  | 0 | 0 | 0.0187 | 0 | 0.6612 | 0 | 0 | 0
| 0 |  |  |  |  | 0 | 0 | 0.0187 | 0 | 0.6612 | 0 | 0 | 0
| 0 |  |  |  |  | 0 | 0 | 0.0187 | 0 | 0.6612 | 0 | 0 | 0
| 0 |  |  |  |  | 0 | 0 | 0.0187 | 0 | 0.6612 | 0 | 0 | 0
| 0 |  |  |  |  | 0 | 0 | 0.0187 | 0 | 0.6612 | 0 | 0 | 0
| 0 |  |  |  |  | 0 | 0 | 0.0187 | 0 | 0.6612 | 0 | 0 | 0
| 0 |  |  |  |  | 0 | 0 | 0.0187 | 0 | 0.6612 | 0 | 0 | 0
| 0 |  |  |  |  | 0 | 0 | 0.0187 | 0 | 0.6612 | 0 | 0 | 0
| 0 |  |  |  |  | 0 | 0 | 0.0187 | 0 | 0.6612 | 0 | 0 | 0
| 0 |  |  |  |  | 0 | 0 | 0.0187 | 0 | 0.6612 | 0 | 0 | 0
| 0 |  |  |  |  | 0 | 0 | 0.0187 | 0 | 0.6612 | 0 | 0 | 0
| 0 |  |  |  |  | 0 | 0 | 0.0187 | 0 | 0.6612 | 0 | 0 | 0
| 0 |  |  |  |  | 0 | 0 | 0.0187 | 0 | 0.6612 | 0 | 0 | 0
| 0 |  |  |  |  | 0 | 0 | 0.0187 | 0 | 0.6612 | 0 | 0 | 0
| 0 |  |  |  |  | 0 | 0 | 0.0187 | 0 | 0.6612 | 0 | 0 | 0
| 0 |  |  |  |  | 0 | 0 | 0.0187 | 0 | 0.6612 | 0 | 0 | 0
| 0 |  |  |  |  | 0 | 0 | 0.0187 | 0 | 0.6612 | 0 | 0 | 0
| 0 |  |  |  |  | 0 | 0 | 0.0187 | 0 | 0.6612 | 0 | 0 | 0
| 0 |  |  |  |  | 0 | 0 | 0.0187 | 0 | 0.6612 | 0 | 0 | 0
| 0 |  |  |  |  | 0 | 0 | 0.0187 | 0 | 0.6612 | 0 | 0 | 0
| 0 |  |  |  |  | 0 | 0 | 0.0187 | 0 | 0.6612 | 0 | 0 | 0
| 0 |  |  |  |  | 0 | 0 | 0.0187 | 0 | 0.6612 | 0 | 0 | 0
| 0 |  |  |  |  | 0 | 0 | 0.0187 | 0 | 0.6612 | 0 | 0 | 0
| 0 |  |  |  |  | 0 | 0 | 0.0187 | 0 | 0.6612 | 0 | 0 | 0
| 0 |  |  |  |  | 0 | 0 | 0.0187 | 0 | 0.6612 | 0 | 0 | 0
| 0 |  |  |  |  | 0 | 0 | 0.0187 | 0 | 0.6612 | 0 | 0 | 0
| 0 |  |  |  |  | 0 | 0 | 0.0187 | 0 | 0.6612 | 0 | 0 | 0
| 0 |  |  |  |  | 0 | 0 | 0.0187 | 0 | 0.6612 | 0 | 0 | 0
| 0 |  |  |  |  | 0 | 0 | 0.0187 | 0 | 0.6612 | 0 | 0 | 0
| 0 |  |  |  |  | 0 | 0 | 0.0187 | 0 | 0.6612 | 0 | 0 | 0
| 0 |  |  |  |  | 0 | 0 | 0.0187 | 0 | 0.6612 | 0 | 0 | 0
| 0 |  |  |  |  | 0 | 0 | 0.0187 | 0 | 0.6612 | 0 | 0 | 0
| 0 |  |  |  |  | 0 | 0 | 0.0187 | 0 | 0.6612 | 0 | 0 | 0
| 0 |  |  |  |  | 0 | 0 | 0.0187 | 0 | 0.6612 | 0 | 0 | 0
| 0 |  |  |  |  | 0 | 0 | 0.0187 | 0 | 0.6612 | 0 | 0 | 0
| 0 |  |  |  |  | 0 | 0 | 0.0187 | 0 | 0.6612 | 0 | 0 | 0
| 0 |  |  |  |  | 0 | 0 | 0.0187 | 0 | 0.6612 | 0 | 0 | 0
| 0 |  |  |  |  | 0 | 0 | 0.0187 | 0 | 0.6612 | 0 | 0 | 0
| 0 |  |  |  |  | 0 | 0 | 0.0187 | 0 | 0.6612 | 0 | 0 | 0
| 0 |  |  |  |  | 0 | 0 | 0.0187 | 0 | 0.6612 | 0 | 0 | 0
| 0 |  |  |  |  | 0 | 0 | 0.0187 | 0 | 0.6612 | 0 | 0 | 0
| 0 |  |  |  |  | 0 | 0 | 0.0187 | 0 | 0.6612 | 0 | 0 | 0
| 0 |  |  |  |  | 0 | 0 | 0.0187 | 0 | 0.6612 | 0 | 0 | 0
| 0 |  |  |  |  | 0 | 0 | 0.0187 | 0 | 0.6612 | 0 | 0 | 0
| 0 |  |  |  |  | 0 | 0 | 0.0187 | 0 | 0.6612 | 0 | 0 | 0
| 0 |  |  |  |  | 0 | 0 | 0.0187 | 0 | 0.6612 | 0 | 0 | 0
| 0 |  |  |  |  | 0 | 0 | 0.0187 | 0 | 0.6612 | 0 | 0 | 0
| 0 |  |  |  |  | 0 | 0 | 0.0187 | 0 | 0.6612 | 0 | 0 | 0
| 0 |  |  |  |  | 0 | 0 | 0.0187 | 0 | 0.6612 | 0 | 0 | 0
| 0 |  |  |  |  | 0 | 0 | 0.0187 | 0 | 0.6612 | 0 | 0 | 0
| 0 |  |  |  |  | 0 | 0 | 0.0187 | 0 | 0.6612 | 0 | 0 | 0
| 0 |  |  |  |  | 0 | 0 | 0.0187 | 0 | 0.6612 | 0 | 0 | 0
| 0 |  |  |  |  | 0 | 0 | 0.0187 | 0 | 0.6612 | 0 | 0 | 0
| 0 |  |  |  |  | 0 | 0 | 0.0187 | 0 | 0.6612 | 0 | 0 | 0
| 0 |  |  |  |  | 0 | 0 | 0.0187 | 0 | 0.6612 | 0 | 0 | 0
| 0 |  |  |  |  | 0 | 0 | 0.0187 | 0 | 0.6612 | 0 | 0 | 0
| 0 |  |  |  |  | 0 | 0 | 0.0187 | 0 | 0.6612 | 0 | 0 | 0
| 0 |  |  |  |  | 0 | 0 | 0.0187 | 0 | 0.6612 | 0 | 0 | 0
| 0 |  |  |  |  | 0 | 0 | 0.0187 | 0 | 0.6612 | 0 | 0 | 0
| 0 |  |  |  |  | 0 | 0 | 0.0187 | 0 | 0.6612 | 0 | 0 | 0
| 0 |  |  |  |  | 0 | 0 | 0.0187 | 0 | 0.6612 | 0 | 0 | 0
| 0 |  |  |  |  | 0 | 0 | 0.0187 | 0 | 0.6612 | 0 | 0 | 0
| 0 |  |  |  |  | 0 | 0 | 0.0187 | 0 | 0.6612 | 0 | 0 | 0
| 0 |  |  |  |  | 0 | 0 | 0.0187 | 0 | 0.6612 | 0 | 0 | 0
| 0 |  |  |  |  | 0 | 0 | 0.0187 | 0 | 0.6612 | 0 | 0 | 0
| 0 |  |  |  |  | 0 | 0 | 0.0187 | 0 | 0.6612 | 0 | 0 | 0
| 0 |  |  |  |  | 0 | 0 | 0.0187 | 0 | 0.6612 | 0 | 0 | 0
| 0 |  |  |  |  | 0 | 0 | 0.0187 | 0 | 0.6612 | 0 | 0 | 0
| 0 |  |  |  |  | 0 | 0 | 0.0187 | 0 | 0.6612 | 0 | 0 | 0
| 0 |  |  |  |  | 0 | 0 | 0.0187 | 0 | 0.6612 | 0 | 0 | 0
| 0 |  |  |  |  | 0 | 0 | 0.0187 | 0 | 0.6612 | 0 | 0 | 0
| 0 |  |  |  |  | 0 | 0 | 0.0187 | 0 | 0.6612 | 0 | 0 | 0
| 0 |  |  |  |  | 0 | 0 | 0.0187 | 0 | 0.6612 | 0 | 0 | 0
| 0 |  |  |  |  | 0 | 0 | 0.0187 | 0 | 0.6612 | 0 | 0 | 0
| 0 |  |  |  |  | 0 | 0 | 0.0187 | 0 | 0.6612 | 0 | 0 | 0
| 0 |  |  |  |  | 0 | 0 | 0.0187 | 0 | 0.6612 | 0 | 0 | 0
| 0 |  |  |  |  | 0 | 0 | 0.0187 | 0 | 0.6612 | 0 | 0 | 0
| 0 |  |  |  |  | 0 | 0 | 0.0187 | 0 | 0.6612 | 0 | 0 | 0
| 0 |  |  |  |  | 0 | 0 | 0.0187 | 0 | 0.6612 | 0 | 0 | 0
| 0 |  |  |  |  | 0 | 0 | 0.0187 | 0 | 0.6612 | 0 | 0 | 0
| 0 |  |  |  |  | 0 | 0 | 0.0187 | 0 | 0.6612 | 0 | 0 | 0
| 0 |  |  |  |  | 0 | 0 | 0.0187 | 0 | 0.6612 | 0 | 0 | 0
| 0 |  |  |  |  | 0 | 0 | 0.0187 | 0 | 0.6612 | 0 | 0 | 0
| 0 |  |  |  |  | 0 | 0 | 0.0187 | 0 | 0.6612 | 0 | 0 | 0
| 0 |  |  |  |  | 0 | 0 | 0.0187 | 0 | 0.6612 | 0 | 0 | 0
| 0 |  |  |  |  | 0 | 0 | 0.0187 | 0 | 0.6612 | 0 | 0 | 0
| 0 |  |  |  |  | 0 | 0 | 0.0187 | 0 | 0.6612 | 0 | 0 | 0
| 0 |  |  |  |  | 0 | 0 | 0.0187 | 0 | 0.6612 | 0 | 0 | 0
| 0 |  |  |  |  | 0 | 0 | 0.0187 | 0 | 0.6612 | 0 | 0 | 0
| 0 |  |  |  |  | 0 | 0 | 0.0187 | 0 | 0.6612 | 0 | 0 | 0
| 0 |  |  |  |  | 0 | 0 | 0.0187 | 0 | 0.6612 | 0 | 0 | 0
| 0 |  |  |  |  | 0 | 0 | 0.0187 | 0 | 0.6612 | 0 | 0 | 0
| 0 |  |  |  |  | 0 | 0 | 0.0187 | 0 | 0.6612 | 0 | 0 | 0
| 0 |  |  |  |  | 0 | 0 | 0.0187 | 0 | 0.6612 | 0 | 0 | 0
| 0 |  |  |  |  | 0 | 0 | 0.0187 | 0 | 0.6612 | 0 | 0 | 0
| 0 |  |  |  |  | 0 | 0 | 0.0187 | 0 | 0.6612 | 0 | 0 | 0
| 0 |  |  |  |  | 0 | 0 | 0.0187 | 0 | 0.6612 | 0 | 0 | 0
| 0 |  |  |  |  | 0 | 0 | 0.0187 | 0 | 0.6612 | 0 | 0 | 0
| 0 |  |  |  |  | 0 | 0 | 0.0187 | 0 | 0.6612 | 0 | 0 | 0
| 0 |  |  |  |  | 0 | 0 | 0.0187 | 0 | 0.6612 | 0 | 0 | 0
| 0 |  |  |  |  | 0 | 0 | 0.0187 | 0 | 0.6612 | 0 | 0 | 0
| 0 |  |  |  |  | 0 | 0 | 0.0187 | 0 | 0.6612 | 0 | 0 | 0
| 0 |  |  |  |  | 0 | 0 | 0.0187 | 0 | 0.6612 | 0 | 0 | 0
| 0 |  |  |  |  | 0 | 0 | 0.0187 | 0 | 0.6612 | 0 | 0 | 0
| 0 |  |  |  |  | 0 | 0 | 0.0187 | 0 | 0.6612 | 0 | 0 | 0
| 0 |  |  |  |  | 0 | 0 | 0.0187 | 0 | 0.6612 | 0 | 0 | 0
| 0 |  |  |  |  | 0 | 0 | 0.0187 | 0 | 0.6612 | 0 | 0 | 0
| 0 |  |  |  |  | 0 | 0 | 0.0187 | 0 | 0.6612 | 0 | 0 | 0
| 0 |  |  |  |  | 0 | 0 | 0.0187 | 0 | 0.6612 | 0 | 0 | 0
| 0 |  |  |  |  | 0 | 0 | 0.0187 | 0 | 0.6612 | 0 | 0 | 0
| 0 |  |  |  |  | 0 | 0 | 0.0187 | 0 | 0.6612 | 0 | 0 | 0
| 0 |  |  |  |  | 0 | 0 | 0.0187 | 0 | 0.6612 | 0 | 0 | 0
| 0 |  |  |  |  | 0 | 0 | 0.0187 | 0 | 0.6612 | 0 | 0 | 0
| 0 |  |  |  |  | 0 | 0 | 0.0187 | 0 | 0.6612 | 0 | 0 | 0
| 0 |  |  |  |  | 0 | 0 | 0.0187 | 0 | 0.6612 | 0 | 0 | 0
| 0 |  |  |  |  | 0 | 0 | 0.0187 | 0 | 0.6612 | 0 | 0 | 0
| 0 |  |  |  |  | 0 | 0 | 0.0187 | 0 | 0.6612 | 0 | 0 | 0
| 0 |  |  |  |  | 0 | 0 | 0.0187 | 0 | 0.6612 | 0 | 0 | 0
| 0 |  |  |  |  | 0 | 0 | 0.0187 | 0 | 0.6612 | 0 | 0 | 0
| 0 |  |  |  |  | 0 | 0 | 0.0187 | 0 | 0.6612 | 0 | 0 | 0
| 0 |  |  |  |  | 0 | 0 | 0.0187 | 0 | 0.6612 | 0 | 0 | 0
| 0 |  |  |  |  | 0 | 0 | 0.0187 | 0 | 0.6612 | 0 | 0 | 0
| 0 |  |  |  |  | 0 | 0 | 0.0187 | 0 | 0.6612 | 0 | 0 | 0
| 0 |  |  |  |  | 0 | 0 | 0.0187 | 0 | 0.6612 | 0 | 0 | 0
| 0 |  |  |  |  | 0 | 0 | 0.0187 | 0 | 0.6612 | 0 | 0 | 0
| 0 |  |  |  |  | 0 | 0 | 0.0187 | 0 | 0.6612 | 0 | 0 | 0
| 0 |  |  |  |  | 0 | 0 | 0.0187 | 0 | 0.6612 | 0 | 0 | 0
| 0 |  |  |  |  | 0 | 0 | 0.0187 | 0 | 0.6612 | 0 | 0 | 0
| 0 |  |  |  |  | 0 | 0 | 0.0187 | 0 | 0.6612 | 0 | 0 | 0
| 0 |  |  |  |  | 0 | 0 | 0.0187 | 0 | 0.6612 | 0 | 0 | 0
| 0 |  |  |  |  | 0 | 0 | 0.0187 | 0 | 0.6612 | 0 | 0 | 0
| 0 |  |  |  |  | 0 | 0 | 0.0187 | 0 | 0.6612 | 0 | 0 | 0
| 0 |  |  |  |  | 0 | 0 | 0.0187 | 0 | 0.6612 | 0 | 0 | 0
| 0 |  |  |  |  | 0 | 0 | 0.0187 | 0 | 0.6612 | 0 | 0 | 0
| 0 |  |  |  |  | 0 | 0 | 0.0187 | 0 | 0.6612 | 0 | 0 | 0
| 0 |  |  |  |  | 0 | 0 | 0.0187 | 0 | 0.6612 | 0 | 0 | 0
| 0 |  |  |  |  | 0 | 0 | 0.0187 | 0 | 0.6612 | 0 | 0 | 0
| 0 |  |  |  |  | 0 | 0 | 0.0187 | 0 | 0.6612 | 0 | 0 | 0
| 0 |  |  |  |  | 0 | 0 | 0.0187 | 0 | 0.6612 | 0 | 0 | 0
| 0 |  |  |  |  | 0 | 0 | 0.0187 | 0 | 0.6612 | 0 | 0 | 0
| 0 |  |  |  |  | 0 | 0 | 0.0187 | 0 | 0.6612 | 0 | 0 | 0
| 0 |  |  |  |  | 0 | 0 | 0.0187 | 0 | 0.6612 | 0 | 0 | 0
| 0 |  |  |  |  | 0 | 0 | 0.0187 | 0 | 0.6612 | 0 | 0 | 0
| 0 |  |  |  |  | 0 | 0 | 0.0187 | 0 | 0.6612 | 0 | 0 | 0
| 0 |  |  |  |  | 0 | 0 | 0.0187 | 0 | 0.6612 | 0 | 0 | 0
| 0 |  |  |  |  | 0 | 0 | 0.0187 | 0 | 0.6612 | 0 | 0 | 0
| 0 |  |  |  |  | 0 | 0 | 0.0187 | 0 | 0.6612 | 0 | 0 | 0
| 0 |  |  |  |  | 0 | 0 | 0.0187 | 0 | 0.6612 | 0 | 0 | 0
| 0 |  |  |  |  | 0 | 0 | 0.0187 | 0 | 0.6612 | 0 | 0 | 0
| 0 |  |  |  |  | 0 | 0 | 0.0187 | 0 | 0.6612 | 0 | 0 | 0
| 0 |  |  |  |  | 0 | 0 | 0.0187 | 0 | 0.6612 | 0 | 0 | 0
| 0 |  |  |  |  | 0 | 0 | 0.0187 | 0 | 0.6612 | 0 | 0 | 0
| 0 |  |  |  |  | 0 | 0 | 0.0187 | 0 | 0.6612 | 0 | 0 | 0
| 0 |  |  |  |  | 0 | 0 | 0.0187 | 0 | 0.6612 | 0 | 0 | 0
| 0 |  |  |  |  | 0 | 0 | 0.0187 | 0 | 0.6612 | 0 | 0 | 0
| 0 |  |  |  |  | 0 | 0 | 0.0187 | 0 | 0.6612 | 0 | 0 | 0
| 0 |  |  |  |  | 0 | 0 | 0.0187 | 0 | 0.6612 | 0 | 0 | 0
| 0 |  |  |  |  | 0 | 0 | 0.0187 | 0 | 0.6612 | 0 | 0 | 0
| 0 |  |  |  |  | 0 | 0 | 0.0187 | 0 | 0.6612 | 0 | 0 | 0
| 0 |  |  |  |  | 0 | 0 | 0.0187 | 0 | 0.6612 | 0 | 0 | 0
| 0 |  |  |  |  | 0 | 0 | 0.0187 | 0 | 0.6612 | 0 | 0 | 0
| 0 |  |  |  |  | 0 | 0 | 0.0187 | 0 | 0.6612 | 0 | 0 | 0
| 0 |  |  |  |  | 0 | 0 | 0.0187 | 0 | 0.6612 | 0 | 0 | 0
| 0 |  |  |  |  | 0 | 0 | 0.0187 | 0 | 0.6612 | 0 | 0 | 0
| 0 |  |  |  |  | 0 | 0 | 0.0187 | 0 | 0.6612 | 0 | 0 | 0
| 0 |  |  |  |  | 0 | 0 | 0.0187 | 0 | 0.6612 | 0 | 0 | 0
| 0 |  |  |  |  | 0 | 0 | 0.0187 | 0 | 0.6612 | 0 | 0 | 0
| 0 |  |  |  |  | 0 | 0 | 0.0187 | 0 | 0.6612 | 0 | 0 | 0
| 0 |  |  |  |  | 0 | 0 | 0.0187 | 0 | 0.6612 | 0 | 0 | 0
| 0 |  |  |  |  | 0 | 0 | 0.0187 | 0 | 0.6612 | 0 | 0 | 0
| 0 |  |  |  |  | 0 | 0 | 0.0187 | 0 | 0.6612 | 0 | 0 | 0
| 0 |  |  |  |  | 0 | 0 | 0.0187 | 0 | 0.6612 | 0 | 0 | 0
| 0 |  |  |  |  | 0 | 0 | 0.0187 | 0 | 0.6612 | 0 | 0 | 0
| 0 |  |  |  |  | 0 | 0 | 0.0187 | 0 | 0.6612 | 0 | 0 | 0
| 0 |  |  |  |  | 0 | 0 | 0.0187 | 0 | 0.6612 | 0 | 0 | 0
| 0 |  |  |  |  | 0 | 0 | 0.0187 | 0 | 0.6612 | 0 | 0 | 0
| 0 |  |  |  |  | 0 | 0 | 0.0187 | 0 | 0.6612 | 0 | 0 | 0
| 0 |  |  |  |  | 0 | 0 | 0.0187 | 0 | 0.6612 | 0 | 0 | 0
| 0 |  |  |  |  | 0 | 0 | 0.0187 | 0 | 0.6612 | 0 | 0 | 0
| 0 |  |  |  |  | 0 | 0 | 0.0187 | 0 | 0.6612 | 0 | 0 | 0
| 0 |  |  |  |  | 0 | 0 | 0.0187 | 0 | 0.6612 | 0 | 0 | 0
| 0 |  |  |  |  | 0 | 0 | 0.0187 | 0 | 0.6612 | 0 | 0 | 0
| 0 |  |  |  |  | 0 | 0 | 0.0187 | 0 | 0.6612 | 0 | 0 | 0
| 0 |  |  |  |  | 0 | 0 | 0.0187 | 0 | 0.6612 | 0 | 0 | 0
| 0 |  |  |  |  | 0 | 0 | 0.0187 | 0 | 0.6612 | 0 | 0 | 0
| 0 |  |  |  |  | 0 | 0 | 0.0187 | 0 | 0.6612 | 0 | 0 | 0
| 0 |  |  |  |  | 0 | 0 | 0.0187 | 0 | 0.6612 | 0 | 0 | 0
| 0 |  |  |  |  | 0 | 0 | 0.0187 | 0 | 0.6612 | 0 | 0 | 0
| 0 |  |  |  |  | 0 | 0 | 0.0187 | 0 | 0.6612 | 0 | 0 | 0
| 0 |  |  |  |  | 0 | 0 | 0.0187 | 0 | 0.6612 | 0 | 0 | 0
| 0 |  |  |  |  | 0 | 0 | 0.0187 | 0 | 0.6612 | 0 | 0 | 0
| 0 |  |  |  |  | 0 | 0 | 0.0187 | 0 | 0.6612 | 0 | 0 | 0
| 0 |  |  |  |  | 0 | 0 | 0.0187 | 0 | 0.6612 | 0 | 0 | 0
| 0 |  |  |  |  | 0 | 0 | 0.0187 | 0 | 0.6612 | 0 | 0 | 0
| 0 |  |  |  |  | 0 | 0 | 0.0187 | 0 | 0.6612 | 0 | 0 | 0
| 0 |  |  |  |  | 0 | 0 | 0.0187 | 0 | 0.6612 | 0 | 0 | 0
| 0 |  |  |  |  | 0 | 0 | 0.0187 | 0 | 0.6612 | 0 | 0 | 0
| 0 |  |  |  |  | 0 | 0 | 0.0187 | 0 | 0.6612 | 0 | 0 | 0
| 0 |  |  |  |  | 0 | 0 | 0.0187 | 0 | 0.6612 | 0 | 0 | 0
| 0 |  |  |  |  | 0 | 0 | 0.0187 | 0 | 0.6612 | 0 | 0 | 0
| 0 |  |  |  |  | 0 | 0 | 0.0187 | 0 | 0.6612 | 0 | 0 | 0
| 0 |  |  |  |  | 0 | 0 | 0.0187 | 0 | 0.6612 | 0 | 0 | 0
| 0 |  |  |  |  | 0 | 0 | 0.0187 | 0 | 0.6612 | 0 | 0 | 0
| 0 |  |  |  |  | 0 | 0 | 0.0187 | 0 | 0.6612 | 0 | 0 | 0
| 0 |  |  |  |  | 0 | 0 | 0.0187 | 0 | 0.6612 | 0 | 0 | 0
| 0 |  |  |  |  | 0 | 0 | 0.0187 | 0 | 0.6612 | 0 | 0 | 0
| 0 |  |  |  |  | 0 | 0 | 0.0187 | 0 | 0.6612 | 0 | 0 | 0
| 0 |  |  |  |  | 0 | 0 | 0.0187 | 0 | 0.6612 | 0 | 0 | 0
| 0 |  |  |  |  | 0 | 0 | 0.0187 | 0 | 0.6612 | 0 | 0 | 0
| 0 |  |  |  |  | 0 | 0 | 0.0187 | 0 | 0.6612 | 0 | 0 | 0
| 0 |  |  |  |  | 0 | 0 | 0.0187 | 0 | 0.6612 | 0 | 0 | 0
| 0 |  |  |  |  | 0 | 0 | 0.0187 | 0 | 0.6612 | 0 | 0 | 0
| 0 |  |  |  |  | 0 | 0 | 0.0187 | 0 | 0.6612 | 0 | 0 | 0
| 0 |  |  |  |  | 0 | 0 | 0.0187 | 0 | 0.6612 | 0 | 0 | 0
| 0 |  |  |  |  | 0 | 0 | 0.0187 | 0 | 0.6612 | 0 | 0 | 0
| 0 |  |  |  |  | 0 | 0 | 0.0187 | 0 | 0.6612 | 0 | 0 | 0
| 0 |  |  |  |  | 0 | 0 | 0.0187 | 0 | 0.6612 | 0 | 0 | 0
| 0 |  |  |  |  | 0 | 0 | 0.0187 | 0 | 0.6612 | 0 | 0 | 0
| 0 |  |  |  |  | 0 | 0 | 0.0187 | 0 | 0.6612 | 0 | 0 | 0
| 0 |  |  |  |  | 0 | 0 | 0.0187 | 0 | 0.6612 | 0 | 0 | 0
| 0 |  |  |  |  | 0 | 0 | 0.0187 | 0 | 0.6612 | 0 | 0 | 0
| 0 |  |  |  |  | 0 | 0 | 0.0187 | 0 | 0.6612 | 0 | 0 | 0
| 0 |  |  |  |  | 0 | 0 | 0.0187 | 0 | 0.6612 | 0 | 0 | 0
| 0 |  |  |  |  | 0 | 0 | 0.0187 | 0 | 0.6612 | 0 | 0 | 0
| 0 |  |  |  |  | 0 | 0 | 0.0187 | 0 | 0.6612 | 0 | 0 | 0
| 0 |  |  |  |  | 0 | 0 | 0.0187 | 0 | 0.6612 | 0 | 0 | 0
| 0 |  |  |  |  | 0 | 0 | 0.0187 | 0 | 0.6612 | 0 | 0 | 0
| 0 |  |  |  |  | 0 | 0 | 0.0187 | 0 | 0.6612 | 0 | 0 | 0
| 0 |  |  |  |  | 0 | 0 | 0.0187 | 0 | 0.6612 | 0 | 0 | 0
| 0 |  |  |  |  | 0 | 0 | 0.0187 | 0 | 0.6612 | 0 | 0 | 0
| 0 |  |  |  |  | 0 | 0 | 0.0187 | 0 | 0.6612 | 0 | 0 | 0
| 0 |  |  |  |  | 0 | 0 | 0.0187 | 0 | 0.6612 | 0 | 0 | 0
| 0 |  |  |  |  | 0 | 0 | 0.0187 | 0 | 0.6612 | 0 | 0 | 0
| 0 |  |  |  |  | 0 | 0 | 0.0187 | 0 | 0.6612 | 0 | 0 | 0
| 0 |  |  |  |  | 0 | 0 | 0.0187 | 0 | 0.6612 | 0 | 0 | 0
| 0 |  |  |  |  | 0 | 0 | 0.0187 | 0 | 0.6612 | 0 | 0 | 0
| 0 |  |  |  |  | 0 | 0 | 0.0187 | 0 | 0.6612 | 0 | 0 | 0
| 0 |  |  |  |  | 0 | 0 | 0.0187 | 0 | 0.6612 | 0 | 0 | 0
| 0 |  |  |  |  | 0 | 0 | 0.0187 | 0 | 0.6612 | 0 | 0 | 0
| 0 |  |  |  |  | 0 | 0 | 0.0187 | 0 | 0.6612 | 0 | 0 | 0
| 0 |  |  |  |  | 0 | 0 | 0.0187 | 0 | 0.6612 | 0 | 0 | 0
| 0 |  |  |  |  | 0 | 0 | 0.0187 | 0 | 0.6612 | 0 | 0 | 0
| 0 |  |  |  |  | 0 | 0 | 0.0187 | 0 | 0.6612 | 0 | 0 | 0
| 0 |  |  |  |  | 0 | 0 | 0.0187 | 0 | 0.6612 | 0 | 0 | 0
| 0 |  |  |  |  | 0 | 0 | 0.0187 | 0 | 0.6612 | 0 | 0 | 0
| 0 |  |  |  |  | 0 | 0 | 0.0187 | 0 | 0.6612 | 0 | 0 | 0
| 0 |  |  |  |  | 0 | 0 | 0.0187 | 0 | 0.6612 | 0 | 0 | 0
| 0 |  |  |  |  | 0 | 0 | 0.0187 | 0 | 0.6612 | 0 | 0 | 0
| 0 |  |  |  |  | 0 | 0 | 0.0187 | 0 | 0.6612 | 0 | 0 | 0
| 0 |  |  |  |  | 0 | 0 | 0.0187 | 0 | 0.6612 | 0 | 0 | 0
| 0 |  |  |  |  | 0 | 0 | 0.0187 | 0 | 0.6612 | 0 | 0 | 0
| 0 |  |  |  |  | 0 | 0 | 0.0187 | 0 | 0.6612 | 0 | 0 | 0
| 0 |  |  |  |  | 0 | 0 | 0.0187 | 0 | 0.6612 | 0 | 0 | 0
| 0 |  |  |  |  | 0 | 0 | 0.0187 | 0 | 0.6612 | 0 | 0 | 0
| 0 |  |  |  |  | 0 | 0 | 0.0187 | 0 | 0.6612 | 0 | 0 | 0
| 0 |  |  |  |  | 0 | 0 | 0.0187 | 0 | 0.6612 | 0 | 0 | 0
| 0 |  |  |  |  | 0 | 0 | 0.0187 | 0 | 0.6612 | 0 | 0 | 0
| 0 |  |  |  |  | 0 | 0 | 0.0187 | 0 | 0.6612 | 0 | 0 | 0
| 0 |  |  |  |  | 0 | 0 | 0.0187 | 0 | 0.6612 | 0 | 0 | 0
| 0 |  |  |  |  | 0 | 0 | 0.0187 | 0 | 0.6612 | 0 | 0 | 0
| 0 |  |  |  |  | 0 | 0 | 0.0187 | 0 | 0.6612 | 0 | 0 | 0
| 0 |  |  |  |  | 0 | 0 | 0.0187 | 0 | 0.6612 | 0 | 0 | 0
| 0 |  |  |  |  | 0 | 0 | 0.0187 | 0 | 0.6612 | 0 | 0 | 0
| 0 |  |  |  |  | 0 | 0 | 0.0187 | 0 | 0.6612 | 0 | 0 | 0
| 0 |  |  |  |  | 0 | 0 | 0.0187 | 0 | 0.6612 | 0 | 0 | 0
| 0 |  |  |  |  | 0 | 0 | 0.0187 | 0 | 0.6612 | 0 | 0 | 0
| 0 |  |  |  |  | 0 | 0 | 0.0187 | 0 | 0.6612 | 0 | 0 | 0
| 0 |  |  |  |  | 0 | 0 | 0.0187 | 0 | 0.6612 | 0 | 0 | 0
| 0 |  |  |  |  | 0 | 0 | 0.0187 | 0 | 0.6612 | 0 | 0 | 0
| 0 |  |  |  |  | 0 | 0 | 0.0187 | 0 | 0.6612 | 0 | 0 | 0
| 0 |  |  |  |  | 0 | 0 | 0.0187 | 0 | 0.6612 | 0 | 0 | 0
| 0 |  |  |  |  | 0 | 0 | 0.0187 | 0 | 0.6612 | 0 | 0 | 0
| 0 |  |  |  |  | 0 | 0 | 0.0187 | 0 | 0.6612 | 0 | 0 | 0
| 0 |  |  |  |  | 0 | 0 | 0.0187 | 0 | 0.6612 | 0 | 0 | 0
| 0 |  |  |  |  | 0 | 0 | 0.0187 | 0 | 0.6612 | 0 | 0 | 0
| 0 |  |  |  |  | 0 | 0 | 0.0187 | 0 | 0.6612 | 0 | 0 | 0
| 0 |  |  |  |  | 0 | 0 | 0.0187 | 0 | 0.6612 | 0 | 0 | 0
| 0 |  |  |  |  | 0 | 0 | 0.0187 | 0 | 0.6612 | 0 | 0 | 0
| 0 |  |  |  |  | 0 | 0 | 0.0187 | 0 | 0.6612 | 0 | 0 | 0
| 0 |  |  |  |  | 0 | 0 | 0.0187 | 0 | 0.6612 | 0 | 0 | 0
| 0 |  |  |  |  | 0 | 0 | 0.0187 | 0 | 0.6612 | 0 | 0 | 0
| 0 |  |  |  |  | 0 | 0 | 0.0187 | 0 | 0.6612 | 0 | 0 | 0
| 0 |  |  |  |  | 0 | 0 | 0.0187 | 0 | 0.6612 | 0 | 0 | 0
| 0 |  |  |  |  | 0 | 0 | 0.0187 | 0 | 0.6612 | 0 | 0 | 0
| 0 |  |  |  |  | 0 | 0 | 0.0187 | 0 | 0.6612 | 0 | 0 | 0
| 0 |  |  |  |  | 0 | 0 | 0.0187 | 0 | 0.6612 | 0 | 0 | 0
| 0 |  |  |  |  | 0 | 0 | 0.0187 | 0 | 0.6612 | 0 | 0 | 0
| 0 |  |  |  |  | 0 | 0 | 0.0187 | 0 | 0.6612 | 0 | 0 | 0
| 0 |  |  |  |  | 0 | 0 | 0.0187 | 0 | 0.6612 | 0 | 0 | 0
| 0 |  |  |  |  | 0 | 0 | 0.0187 | 0 | 0.6612 | 0 | 0 | 0
| 0 |  |  |  |  | 0 | 0 | 0.0187 | 0 | 0.6612 | 0 | 0 | 0
| 0 |  |  |  |  | 0 | 0 | 0.0187 | 0 | 0.6612 | 0 | 0 | 0
| 0 |  |  |  |  | 0 | 0 | 0.0187 | 0 | 0.6612 | 0 | 0 | 0
| 0 |  |  |  |  | 0 | 0 | 0.0187 | 0 | 0.6612 | 0 | 0 | 0
| 0 |  |  |  |  | 0 | 0 | 0.0187 | 0 | 0.6612 | 0 | 0 | 0
| 0 |  |  |  |  | 0 | 0 | 0.0187 | 0 | 0.6612 | 0 | 0 | 0
| 0 |  |  |  |  | 0 | 0 | 0.0187 | 0 | 0.6612 | 0 | 0 | 0
| 0 |  |  |  |  | 0 | 0 | 0.0187 | 0 | 0.6612 | 0 | 0 | 0
| 0 |  |  |  |  | 0 | 0 | 0.0187 | 0 | 0.6612 | 0 | 0 | 0
| 0 |  |  |  |  | 0 | 0 | 0.0187 | 0 | 0.6612 | 0 | 0 | 0
| 0 |  |  |  |  | 0 | 0 | 0.0187 | 0 | 0.6612 | 0 | 0 | 0
| 0 |  |  |  |  | 0 | 0 | 0.0187 | 0 | 0.6612 | 0 | 0 | 0
| 0 |  |  |  |  | 0 | 0 | 0.0187 | 0 | 0.6612 | 0 | 0 | 0
| 0 |  |  |  |  | 0 | 0 | 0.0187 | 0 | 0.6612 | 0 | 0 | 0
| 0 |  |  |  |  | 0 | 0 | 0.0187 | 0 | 0.6612 | 0 | 0 | 0
| 0 |  |  |  |  | 0 | 0 | 0.0187 | 0 | 0.6612 | 0 | 0 | 0
| 0 |  |  |  |  | 0 | 0 | 0.0187 | 0 | 0.6612 | 0 | 0 | 0
| 0 |  |  |  |  | 0 | 0 | 0.0187 | 0 | 0.6612 | 0 | 0 | 0
| 0 |  |  |  |  | 0 | 0 | 0.0187 | 0 | 0.6612 | 0 | 0 | 0
| 0 |  |  |  |  | 0 | 0 | 0.0187 | 0 | 0.6612 | 0 | 0 | 0
| 0 |  |  |  |  | 0 | 0 | 0.0187 | 0 | 0.6612 | 0 | 0 | 0
| 0 |  |  |  |  | 0 | 0 | 0.0187 | 0 | 0.6612 | 0 | 0 | 0
| 0 |  |  |  |  | 0 | 0 | 0.0187 | 0 | 0.6612 | 0 | 0 | 0
| 0 |  |  |  |  | 0 | 0 | 0.0187 | 0 | 0.6612 | 0 | 0 | 0
| 0 |  |  |  |  | 0 | 0 | 0.0187 | 0 | 0.6612 | 0 | 0 | 0
| 0 |  |  |  |  | 0 | 0 | 0.0187 | 0 | 0.6612 | 0 | 0 | 0
| 0 |  |  |  |  | 0 | 0 | 0.0187 | 0 | 0.6612 | 0 | 0 | 0
| 0 |  |  |  |  | 0 | 0 | 0.0187 | 0 | 0.6612 | 0 | 0 | 0
| 0 |  |  |  |  | 0 | 0 | 0.0187 | 0 | 0.6612 | 0 | 0 | 0
| 0 |  |  |  |  | 0 | 0 | 0.0187 | 0 | 0.6612 | 0 | 0 | 0
| 0 |  |  |  |  | 0 | 0 | 0.0187 | 0 | 0.6612 | 0 | 0 | 0
| 0 |  |  |  |  | 0 | 0 | 0.0187 | 0 | 0.6612 | 0 | 0 | 0
| 0 |  |  |  |  | 0 | 0 | 0.0187 | 0 | 0.6612 | 0 | 0 | 0
| 0 |  |  |  |  | 0 | 0 | 0.0187 | 0 | 0.6612 | 0 | 0 | 0
| 0 |  |  |  |  | 0 | 0 | 0.0187 | 0 | 0.6612 | 0 | 0 | 0
| 0 |  |  |  |  | 0 | 0 | 0.0187 | 0 | 0.6612 | 0 | 0 | 0
| 0 |  |  |  |  | 0 | 0 | 0.0187 | 0 | 0.6612 | 0 | 0 | 0
| 0 |  |  |  |  | 0 | 0 | 0.0187 | 0 | 0.6612 | 0 | 0 | 0
| 0 |  |  |  |  | 0 | 0 | 0.0187 | 0 | 0.6612 | 0 | 0 | 0
| 0 |  |  |  |  | 0 | 0 | 0.0187 | 0 | 0.6612 | 0 | 0 | 0
| 0 |  |  |  |  | 0 | 0 | 0.0187 | 0 | 0.6612 | 0 | 0 | 0
| 0 |  |  |  |  | 0 | 0 | 0.0187 | 0 | 0.6612 | 0 | 0 | 0
| 0 |  |  |  |  | 0 | 0 | 0.0187 | 0 | 0.6612 | 0 | 0 | 0
| 0 |  |  |  |  | 0 | 0 | 0.0187 | 0 | 0.6612 | 0 | 0 | 0
| 0 |  |  |  |  | 0 | 0 | 0.0187 | 0 | 0.6612 | 0 | 0 | 0
| 0 |  |  |  |  | 0 | 0 | 0.0187 | 0 | 0.6612 | 0 | 0 | 0
| 0 |  |  |  |  | 0 | 0 | 0.0187 | 0 | 0.6612 | 0 | 0 | 0
| 0 |  |  |  |  | 0 | 0 | 0.0187 | 0 | 0.6612 | 0 | 0 | 0
| 0 |  |  |  |  | 0 | 0 | 0.0187 | 0 | 0.6612 | 0 | 0 | 0
| 0 |  |  |  |  | 0 | 0 | 0.0187 | 0 | 0.6612 | 0 | 0 | 0
| 0 |  |  |  |  | 0 | 0 | 0.0187 | 0 | 0.6612 | 0 | 0 | 0
| 0 |  |  |  |  | 0 | 0 | 0.0187 | 0 | 0.6612 | 0 | 0 | 0
| 0 |  |  |  |  | 0 | 0 | 0.0187 | 0 | 0.6612 | 0 | 0 | 0
| 0 |  |  |  |  | 0 | 0 | 0.0187 | 0 | 0.6612 | 0 | 0 | 0
| 0 |  |  |  |  | 0 | 0 | 0.0187 | 0 | 0.6612 | 0 | 0 | 0
| 0 |  |  |  |  | 0 | 0 | 0.0187 | 0 | 0.6612 | 0 | 0 | 0
| 0 |  |  |  |  | 0 | 0 | 0.0187 | 0 | 0.6612 | 0 | 0 | 0
| 0 |  |  |  |  | 0 | 0 | 0.0187 | 0 | 0.6612 | 0 | 0 | 0
| 0 |  |  |  |  | 0 | 0 | 0.0187 | 0 | 0.6612 | 0 | 0 | 0
| 0 |  |  |  |  | 0 | 0 | 0.0187 | 0 | 0.6612 | 0 | 0 | 0
| 0 |  |  |  |  | 0 | 0 | 0.0187 | 0 | 0.6612 | 0 | 0 | 0
| 0 |  |  |  |  | 0 | 0 | 0.0187 | 0 | 0.6612 | 0 | 0 | 0
| 0 |  |  |  |  | 0 | 0 | 0.0187 | 0 | 0.6612 | 0 | 0 | 0
| 0 |  |  |  |  | 0 | 0 | 0.0187 | 0 | 0.6612 | 0 | 0 | 0
| 0 |  |  |  |  | 0 | 0 | 0.0187 | 0 | 0.6612 | 0 | 0 | 0
| 0 |  |  |  |  | 0 | 0 | 0.0187 | 0 | 0.6612 | 0 | 0 | 0
| 0 |  |  |  |  | 0 | 0 | 0.0187 | 0 | 0.6612 | 0 | 0 | 0
| 0 |  |  |  |  | 0 | 0 | 0.0187 | 0 | 0.6612 | 0 | 0 | 0
| 0 |  |  |  |  | 0 | 0 | 0.0187 | 0 | 0.6612 | 0 | 0 | 0
| 0 |  |  |  |  | 0 | 0 | 0.0187 | 0 | 0.6612 | 0 | 0 | 0
| 0 |  |  |  |  | 0 | 0 | 0.0187 | 0 | 0.6612 | 0 | 0 | 0
| 0 |  |  |  |  | 0 | 0 | 0.0187 | 0 | 0.6612 | 0 | 0 | 0
| 0 |  |  |  |  | 0 | 0 | 0.0187 | 0 | 0.6612 | 0 | 0 | 0
| 0 |  |  |  |  | 0 | 0 | 0.0187 | 0 | 0.6612 | 0 | 0 | 0
| 0 |  |  |  |  | 0 | 0 | 0.0187 | 0 | 0.6612 | 0 | 0 | 0
| 0 |  |  |  |  | 0 | 0 | 0.0187 | 0 | 0.6612 | 0 | 0 | 0
| 0 |  |  |  |  | 0 | 0 | 0.0187 | 0 | 0.6612 | 0 | 0 | 0
| 0 |  |  |  |  | 0 | 0 | 0.0187 | 0 | 0.6612 | 0 | 0 | 0
| 0 |  |  |  |  | 0 | 0 | 0.0187 | 0 | 0.6612 | 0 | 0 | 0
| 0 |  |  |  |  | 0 | 0 | 0.0187 | 0 | 0.6612 | 0 | 0 | 0
| 0 |  |  |  |  | 0 | 0 | 0.0187 | 0 | 0.6612 | 0 | 0 | 0
| 0 |  |  |  |  | 0 | 0 | 0.0187 | 0 | 0.6612 | 0 | 0 | 0
| 0 |  |  |  |  | 0 | 0 | 0.0187 | 0 | 0.6612 | 0 | 0 | 0
| 0 |  |  |  |  | 0 | 0 | 0.0187 | 0 | 0.6612 | 0 | 0 | 0
| 0 |  |  |  |  | 0 | 0 | 0.0187 | 0 | 0.6612 | 0 | 0 | 0
| 0 |  |  |  |  | 0 | 0 | 0.0187 | 0 | 0.6612 | 0 | 0 | 0
| 0 |  |  |  |  | 0 | 0 | 0.0187 | 0 | 0.6612 | 0 | 0 | 0
| 0 |  |  |  |  | 0 | 0 | 0.0187 | 0 | 0.6612 | 0 | 0 | 0
| 0 |  |  |  |  | 0 | 0 | 0.0187 | 0 | 0.6612 | 0 | 0 | 0
| 0 |  |  |  |  | 0 | 0 | 0.0187 | 0 | 0.6612 | 0 | 0 | 0
| 0 |  |  |  |  | 0 | 0 | 0.0187 | 0 | 0.6612 | 0 | 0 | 0
| 0 |  |  |  |  | 0 | 0 | 0.0187 | 0 | 0.6612 | 0 | 0 | 0
| 0 |  |  |  |  | 0 | 0 | 0.0187 | 0 | 0.6612 | 0 | 0 | 0
| 0 |  |  |  |  | 0 | 0 | 0.0187 | 0 | 0.6612 | 0 | 0 | 0
| 0 |  |  |  |  | 0 | 0 | 0.0187 | 0 | 0.6612 | 0 | 0 | 0
| 0 |  |  |  |  | 0 | 0 | 0.0187 | 0 | 0.6612 | 0 | 0 | 0
| 0 |  |  |  |  | 0 | 0 | 0.0187 | 0 | 0.6612 | 0 | 0 | 0
| 0 |  |  |  |  | 0 | 0 | 0.0187 | 0 | 0.6612 | 0 | 0 | 0
| 0 |  |  |  |  | 0 | 0 | 0.0187 | 0 | 0.6612 | 0 | 0 | 0
| 0 |  |  |  |  | 0 | 0 | 0.0187 | 0 | 0.6612 | 0 | 0 | 0
| 0 |  |  |  |  | 0 | 0 | 0.0187 | 0 | 0.6612 | 0 | 0 | 0
| 0 |  |  |  |  | 0 | 0 | 0.0187 | 0 | 0.6612 | 0 | 0 | 0
| 0 |  |  |  |  | 0 | 0 | 0.0187 | 0 | 0.6612 | 0 | 0 | 0
| 0 |  |  |  |  | 0 | 0 | 0.0187 | 0 | 0.6612 | 0 | 0 | 0
| 0 |  |  |  |  | 0 | 0 | 0.0187 | 0 | 0.6612 | 0 | 0 | 0
| 0 |  |  |  |  | 0 | 0 | 0.0187 | 0 | 0.6612 | 0 | 0 | 0
| 0 |  |  |  |  | 0 | 0 | 0.0187 | 0 | 0.6612 | 0 | 0 | 0
| 0 |  |  |  |  | 0 | 0 | 0.0187 | 0 | 0.6612 | 0 | 0 | 0
| 0 |  |  |  |  | 0 | 0 | 0.0187 | 0 | 0.6612 | 0 | 0 | 0
| 0 |  |  |  |  | 0 | 0 | 0.0187 | 0 | 0.6612 | 0 | 0 | 0
| 0 |  |  |  |  | 0 | 0 | 0.0187 | 0 | 0.6612 | 0 | 0 | 0
| 0 |  |  |  |  | 0 | 0 | 0.0187 | 0 | 0.6612 | 0 | 0 | 0
| 0 |  |  |  |  | 0 | 0 | 0.0187 | 0 | 0.6612 | 0 | 0 | 0
| 0 |  |  |  |  | 0 | 0 | 0.0187 | 0 | 0.6612 | 0 | 0 | 0
| 0 |  |  |  |  | 0 | 0 | 0.0187 | 0 | 0.6612 | 0 | 0 | 0
| 0 |  |  |  |  | 0 | 0 | 0.0187 | 0 | 0.6612 | 0 | 0 | 0
| 0 |  |  |  |  | 0 | 0 | 0.0187 | 0 | 0.6612 | 0 | 0 | 0
| 0 |  |  |  |  | 0 | 0 | 0.0187 | 0 | 0.6612 | 0 | 0 | 0
| 0 |  |  |  |  | 0 | 0 | 0.0187 | 0 | 0.6612 | 0 | 0 | 0
| 0 |  |  |  |  | 0 | 0 | 0.0187 | 0 | 0.6612 | 0 | 0 | 0
| 0 |  |  |  |  | 0 | 0 | 0.0187 | 0 | 0.6612 | 0 | 0 | 0
| 0 |  |  |  |  | 0 | 0 | 0.0187 | 0 | 0.6612 | 0 | 0 | 0
| 0 |  |  |  |  | 0 | 0 | 0.0187 | 0 | 0.6612 | 0 | 0 | 0
| 0 |  |  |  |  | 0 | 0 | 0.0187 | 0 | 0.6612 | 0 | 0 | 0
| 0 |  |  |  |  | 0 | 0 | 0.0187 | 0 | 0.6612 | 0 | 0 | 0
| 0 |  |  |  |  | 0 | 0 | 0.0187 | 0 | 0.6612 | 0 | 0 | 0
| 0 |  |  |  |  | 0 | 0 | 0.0187 | 0 | 0.6612 | 0 | 0 | 0
| 0 |  |  |  |  | 0 | 0 | 0.0187 | 0 | 0.6612 | 0 | 0 | 0
| 0 |  |  |  |  | 0 | 0 | 0.0187 | 0 | 0.6612 | 0 | 0 | 0
| 0 |  |  |  |  | 0 | 0 | 0.0187 | 0 | 0.6612 | 0 | 0 | 0
| 0 |  |  |  |  | 0 | 0 | 0.0187 | 0 | 0.6612 | 0 | 0 | 0
| 0 |  |  |  |  | 0 | 0 | 0.0187 | 0 | 0.6612 | 0 | 0 | 0
| 0 |  |  |  |  | 0 | 0 | 0.0187 | 0 | 0.6612 | 0 | 0 | 0
| 0 |  |  |  |  | 0 | 0 | 0.0187 | 0 | 0.6612 | 0 | 0 | 0
| 0 |  |  |  |  | 0 | 0 | 0.0187 | 0 | 0.6612 | 0 | 0 | 0
| 0 |  |  |  |  | 0 | 0 | 0.0187 | 0 | 0.6612 | 0 | 0 | 0
| 0 |  |  |  |  | 0 | 0 | 0.0187 | 0 | 0.6612 | 0 | 0 | 0
| 0 |  |  |  |  | 0 | 0 | 0.0187 | 0 | 0.6612 | 0 | 0 | 0
| 0 |  |  |  |  | 0 | 0 | 0.0187 | 0 | 0.6612 | 0 | 0 | 0
| 0 |  |  |  |  | 0 | 0 | 0.0187 | 0 | 0.6612 | 0 | 0 | 0
| 0 |  |  |  |  | 0 | 0 | 0.0187 | 0 | 0.6612 | 0 | 0 | 0
| 0 |  |  |  |  | 0 | 0 | 0.0187 | 0 | 0.6612 | 0 | 0 | 0
| 0 |  |  |  |  | 0 | 0 | 0.0187 | 0 | 0.6612 | 0 | 0 | 0
| 0 |  |  |  |  | 0 | 0 | 0.0187 | 0 | 0.6612 | 0 | 0 | 0
| 0 |  |  |  |  | 0 | 0 | 0.0187 | 0 | 0.6612 | 0 | 0 | 0
| 0 |  |  |  |  | 0 | 0 | 0.0187 | 0 | 0.6612 | 0 | 0 | 0
| 0 |  |  |  |  | 0 | 0 | 0.0187 | 0 | 0.6612 | 0 | 0 | 0
| 0 |  |  |  |  | 0 | 0 | 0.0187 | 0 | 0.6612 | 0 | 0 | 0
| 0 |  |  |  |  | 0 | 0 | 0.0187 | 0 | 0.6612 | 0 | 0 | 0
| 0 |  |  |  |  | 0 | 0 | 0.0187 | 0 | 0.6612 | 0 | 0 | 0
| 0 |  |  |  |  | 0 | 0 | 0.0187 | 0 | 0.6612 | 0 | 0 | 0
| 0 |  |  |  |  | 0 | 0 | 0.0187 | 0 | 0.6612 | 0 | 0 | 0
| 0 |  |  |  |  | 0 | 0 | 0.0187 | 0 | 0.6612 | 0 | 0 | 0
| 0 |  |  |  |  | 0 | 0 | 0.0187 | 0 | 0.6612 | 0 | 0 | 0
| 0 |  |  |  |  | 0 | 0 | 0.0187 | 0 | 0.6612 | 0 | 0 | 0
| 0 |  |  |  |  | 0 | 0 | 0.0187 | 0 | 0.6612 | 0 | 0 | 0
| 0 |  |  |  |  | 0 | 0 | 0.0187 | 0 | 0.6612 | 0 | 0 | 0
| 0 |  |  |  |  | 0 | 0 | 0.0187 | 0 | 0.6612 | 0 | 0 | 0
| 0 |  |  |  |  | 0 | 0 | 0.0187 | 0 | 0.6612 | 0 | 0 | 0
| 0 |  |  |  |  | 0 | 0 | 0.0187 | 0 | 0.6612 | 0 | 0 | 0
| 0 |  |  |  |  | 0 | 0 | 0.0187 | 0 | 0.6612 | 0 | 0 | 0
| 0 |  |  |  |  | 0 | 0 | 0.0187 | 0 | 0.6612 | 0 | 0 | 0
| 0 |  |  |  |  | 0 | 0 | 0.0187 | 0 | 0.6612 | 0 | 0 | 0
| 0 |  |  |  |  | 0 | 0 | 0.0187 | 0 | 0.6612 | 0 | 0 | 0
| 0 |  |  |  |  | 0 | 0 | 0.0187 | 0 | 0.6612 | 0 | 0 | 0
| 0 |  |  |  |  | 0 | 0 | 0.0187 | 0 | 0.6612 | 0 | 0 | 0
| 0 |  |  |  |  | 0 | 0 | 0.0187 | 0 | 0.6612 | 0 | 0 | 0
| 0 |  |  |  |  | 0 | 0 | 0.0187 | 0 | 0.6612 | 0 | 0 | 0
| 0 |  |  |  |  | 0 | 0 | 0.0187 | 0 | 0.6612 | 0 | 0 | 0
| 0 |  |  |  |  | 0 | 0 | 0.0187 | 0 | 0.6612 | 0 | 0 | 0
| 0 |  |  |  |  | 0 | 0 | 0.0187 | 0 | 0.6612 | 0 | 0 | 0
| 0 |  |  |  |  | 0 | 0 | 0.0187 | 0 | 0.6612 | 0 | 0 | 0
| 0 |  |  |  |  | 0 | 0 | 0.0187 | 0 | 0.6612 | 0 | 0 | 0
| 0 |  |  |  |  | 0 | 0 | 0.0187 | 0 | 0.6612 | 0 | 0 | 0
| 0 |  |  |  |  | 0 | 0 | 0.0187 | 0 | 0.6612 | 0 | 0 | 0
| 0 |  |  |  |  | 0 | 0 | 0.0187 | 0 | 0.6612 | 0 | 0 | 0
| 0 |  |  |  |  | 0 | 0 | 0.0187 | 0 | 0.6612 | 0 | 0 | 0
| 0 |  |  |  |  | 0 | 0 | 0.0187 | 0 | 0.6612 | 0 | 0 | 0
| 0 |  |  |  |  | 0 | 0 | 0.0187 | 0 | 0.6612 | 0 | 0 | 0
| 0 |  |  |  |  | 0 | 0 | 0.0187 | 0 | 0.6612 | 0 | 0 | 0
| 0 |  |  |  |  | 0 | 0 | 0.0187 | 0 | 0.6612 | 0 | 0 | 0
| 0 |  |  |  |  | 0 | 0 | 0.0187 | 0 | 0.6612 | 0 | 0 | 0
| 0 |  |  |  |  | 0 | 0 | 0.0187 | 0 | 0.6612 | 0 | 0 | 0
| 0 |  |  |  |  | 0 | 0 | 0.0187 | 0 | 0.6612 | 0 | 0 | 0
| 0 |  |  |  |  | 0 | 0 | 0.0187 | 0 | 0.6612 | 0 | 0 | 0
| 0 |  |  |  |  | 0 | 0 | 0.0187 | 0 | 0.6612 | 0 | 0 | 0
| 0 |  |  |  |  | 0 | 0 | 0.0187 | 0 | 0.6612 | 0 | 0 | 0
| 0 |  |  |  |  | 0 | 0 | 0.0187 | 0 | 0.6612 | 0 | 0 | 0
| 0 |  |  |  |  | 0 | 0 | 0.0187 | 0 | 0.6612 | 0 | 0 | 0
| 0 |  |  |  |  | 0 | 0 | 0.0187 | 0 | 0.6612 | 0 | 0 | 0
| 0 |  |  |  |  | 0 | 0 | 0.0187 | 0 | 0.6612 | 0 | 0 | 0
| 0 |  |  |  |  | 0 | 0 | 0.0187 | 0 | 0.6612 | 0 | 0 | 0
| 0 |  |  |  |  | 0 | 0 | 0.0187 | 0 | 0.6612 | 0 | 0 | 0
| 0 |  |  |  |  | 0 | 0 | 0.0187 | 0 | 0.6612 | 0 | 0 | 0
| 0 |  |  |  |  | 0 | 0 | 0.0187 | 0 | 0.6612 | 0 | 0 | 0
| 0 |  |  |  |  | 0 | 0 | 0.0187 | 0 | 0.6612 | 0 | 0 | 0
| 0 |  |  |  |  | 0 | 0 | 0.0187 | 0 | 0.6612 | 0 | 0 | 0
| 0 |  |  |  |  | 0 | 0 | 0.0187 | 0 | 0.6612 | 0 | 0 | 0
| 0 |  |  |  |  | 0 | 0 | 0.0187 | 0 | 0.6612 | 0 | 0 | 0
| 0 |  |  |  |  | 0 | 0 | 0.0187 | 0 | 0.6612 | 0 | 0 | 0
| 0 |  |  |  |  | 0 | 0 | 0.0187 | 0 | 0.6612 | 0 | 0 | 0
| 0 |  |  |  |  | 0 | 0 | 0.0187 | 0 | 0.6612 | 0 | 0 | 0
| 0 |  |  |  |  | 0 | 0 | 0.0187 | 0 | 0.6612 | 0 | 0 | 0
| 0 |  |  |  |  | 0 | 0 | 0.0187 | 0 | 0.6612 | 0 | 0 | 0
| 0 |  |  |  |  | 0 | 0 | 0.0187 | 0 | 0.6612 | 0 | 0 | 0
| 0 |  |  |  |  | 0 | 0 | 0.0187 | 0 | 0.6612 | 0 | 0 | 0
| 0 |  |  |  |  | 0 | 0 | 0.0187 | 0 | 0.6612 | 0 | 0 | 0
| 0 |  |  |  |  | 0 | 0 | 0.0187 | 0 | 0.6612 | 0 | 0 | 0
| 0 |  |  |  |  | 0 | 0 | 0.0187 | 0 | 0.6612 | 0 | 0 | 0
| 0 |  |  |  |  | 0 | 0 | 0.0187 | 0 | 0.6612 | 0 | 0 | 0
| 0 |  |  |  |  | 0 | 0 | 0.0187 | 0 | 0.6612 | 0 | 0 | 0
| 0 |  |  |  |  | 0 | 0 | 0.0187 | 0 | 0.6612 | 0 | 0 | 0
| 0 |  |  |  |  | 0 | 0 | 0.0187 | 0 | 0.6612 | 0 | 0 | 0
| 0 |  |  |  |  | 0 | 0 | 0.0187 | 0 | 0.6612 | 0 | 0 | 0
| 0 |  |  |  |  | 0 | 0 | 0.0187 | 0 | 0.6612 | 0 | 0 | 0
| 0 |  |  |  |  | 0 | 0 | 0.0187 | 0 | 0.6612 | 0 | 0 | 0
| 0 |  |  |  |  | 0 | 0 | 0.0187 | 0 | 0.6612 | 0 | 0 | 0
| 0 |  |  |  |  | 0 | 0 | 0.0187 | 0 | 0.6612 | 0 | 0 | 0
| 0 |  |  |  |  | 0 | 0 | 0.0187 | 0 | 0.6612 | 0 | 0 | 0
| 0 |  |  |  |  | 0 | 0 | 0.0187 | 0 | 0.6612 | 0 | 0 | 0
| 0 |  |  |  |  | 0 | 0 | 0.0187 | 0 | 0.6612 | 0 | 0 | 0
| 0 |  |  |  |  | 0 | 0 | 0.0187 | 0 | 0.6612 | 0 | 0 | 0
| 0 |  |  |  |  | 0 | 0 | 0.0187 | 0 | 0.6612 | 0 | 0 | 0
| 0 |  |  |  |  | 0 | 0 | 0.0187 | 0 | 0.6612 | 0 | 0 | 0
| 0 |  |  |  |  | 0 | 0 | 0.0187 | 0 | 0.6612 | 0 | 0 | 0
| 0 |  |  |  |  | 0 | 0 | 0.0187 | 0 | 0.6612 | 0 | 0 | 0
| 0 |  |  |  |  | 0 | 0 | 0.0187 | 0 | 0.6612 | 0 | 0 | 0
| 0 |  |  |  |  | 0 | 0 | 0.0187 | 0 | 0.6612 | 0 | 0 | 0
| 0 |  |  |  |  | 0 | 0 | 0.0187 | 0 | 0.6612 | 0 | 0 | 0
| 0 |  |  |  |  | 0 | 0 | 0.0187 | 0 | 0.6612 | 0 | 0 | 0
| 0 |  |  |  |  | 0 | 0 | 0.0187 | 0 | 0.6612 | 0 | 0 | 0
| 0 |  |  |  |  | 0 | 0 | 0.0187 | 0 | 0.6612 | 0 | 0 | 0
| 0 |  |  |  |  | 0 | 0 | 0.0187 | 0 | 0.6612 | 0 | 0 | 0
| 0 |  |  |  |  | 0 | 0 | 0.0187 | 0 | 0.6612 | 0 | 0 | 0
| 0 |  |  |  |  | 0 | 0 | 0.0187 | 0 | 0.6612 | 0 | 0 | 0
| 0 |  |  |  |  | 0 | 0 | 0.0187 | 0 | 0.6612 | 0 | 0 | 0
| 0 |  |  |  |  | 0 | 0 | 0.0187 | 0 | 0.6612 | 0 | 0 | 0
| 0 |  |  |  |  | 0 | 0 | 0.0187 | 0 | 0.6612 | 0 | 0 | 0
| 0 |  |  |  |  | 0 | 0 | 0.0187 | 0 | 0.6612 | 0 | 0 | 0
| 0 |  |  |  |  | 0 | 0 | 0.0187 | 0 | 0.6612 | 0 | 0 | 0
| 0 |  |  |  |  | 0 | 0 | 0.0187 | 0 | 0.6612 | 0 | 0 | 0
| 0 |  |  |  |  | 0 | 0 | 0.0187 | 0 | 0.6612 | 0 | 0 | 0
| 0 |  |  |  |  | 0 | 0 | 0.0187 | 0 | 0.6612 | 0 | 0 | 0
| 0 |  |  |  |  | 0 | 0 | 0.0187 | 0 | 0.6612 | 0 | 0 | 0
| 0 |  |  |  |  | 0 | 0 | 0.0187 | 0 | 0.6612 | 0 | 0 | 0
| 0 |  |  |  |  | 0 | 0 | 0.0187 | 0 | 0.6612 | 0 | 0 | 0
| 0 |  |  |  |  | 0 | 0 | 0.0187 | 0 | 0.6612 | 0 | 0 | 0
| 0 |  |  |  |  | 0 | 0 | 0.0187 | 0 | 0.6612 | 0 | 0 | 0
| 0 |  |  |  |  | 0 | 0 | 0.0187 | 0 | 0.6612 | 0 | 0 | 0
| 0 |  |  |  |  | 0 | 0 | 0.0187 | 0 | 0.6612 | 0 | 0 | 0
| 0 |  |  |  |  | 0 | 0 | 0.0187 | 0 | 0.6612 | 0 | 0 | 0
| 0 |  |  |  |  | 0 | 0 | 0.0187 | 0 | 0.6612 | 0 | 0 | 0
| 0 |  |  |  |  | 0 | 0 | 0.0187 | 0 | 0.6612 | 0 | 0 | 0
| 0 |  |  |  |  | 0 | 0 | 0.0187 | 0 | 0.6612 | 0 | 0 | 0
| 0 |  |  |  |  | 0 | 0 | 0.0187 | 0 | 0.6612 | 0 | 0 | 0
| 0 |  |  |  |  | 0 | 0 | 0.0187 | 0 | 0.6612 | 0 | 0 | 0
| 0 |  |  |  |  | 0 | 0 | 0.0187 | 0 | 0.6612 | 0 | 0 | 0
| 0 |  |  |  |  | 0 | 0 | 0.0187 | 0 | 0.6612 | 0 | 0 | 0
| 0 |  |  |  |  | 0 | 0 | 0.0187 | 0 | 0.6612 | 0 | 0 | 0
| 0 |  |  |  |  | 0 | 0 | 0.0187 | 0 | 0.6612 | 0 | 0 | 0
| 0 |  |  |  |  | 0 | 0 | 0.0187 | 0 | 0.6612 | 0 | 0 | 0
| 0 |  |  |  |  | 0 | 0 | 0.0187 | 0 | 0.6612 | 0 | 0 | 0
| 0 |  |  |  |  | 0 | 0 | 0.0187 | 0 | 0.6612 | 0 | 0 | 0
| 0 |  |  |  |  | 0 | 0 | 0.0187 | 0 | 0.6612 | 0 | 0 | 0
| 0 |  |  |  |  | 0 | 0 | 0.0187 | 0 | 0.6612 | 0 | 0 | 0
| 0 |  |  |  |  | 0 | 0 | 0.0187 | 0 | 0.6612 | 0 | 0 | 0
| 0 |  |  |  |  | 0 | 0 | 0.0187 | 0 | 0.6612 | 0 | 0 | 0
| 0 |  |  |  |  | 0 | 0 | 0.0187 | 0 | 0.6612 | 0 | 0 | 0
| 0 |  |  |  |  | 0 | 0 | 0.0187 | 0 | 0.6612 | 0 | 0 | 0
| 0 |  |  |  |  | 0 | 0 | 0.0187 | 0 | 0.6612 | 0 | 0 | 0
| 0 |  |  |  |  | 0 | 0 | 0.0187 | 0 | 0.6612 | 0 | 0 | 0
| 0 |  |  |  |  | 0 | 0 | 0.0187 | 0 | 0.6612 | 0 | 0 | 0
| 0 |  |  |  |  | 0 | 0 | 0.0187 | 0 | 0.6612 | 0 | 0 | 0
| 0 |  |  |  |  | 0 | 0 | 0.0187 | 0 | 0.6612 | 0 | 0 | 0
| 0 |  |  |  |  | 0 | 0 | 0.0187 | 0 | 0.6612 | 0 | 0 | 0
| 0 |  |  |  |  | 0 | 0 | 0.0187 | 0 | 0.6612 | 0 | 0 | 0
| 0 |  |  |  |  | 0 | 0 | 0.0187 | 0 | 0.6612 | 0 | 0 | 0
| 0 |  |  |  |  | 0 | 0 | 0.0187 | 0 | 0.6612 | 0 | 0 | 0
| 0 |  |  |  |  | 0 | 0 | 0.0187 | 0 | 0.6612 | 0 | 0 | 0
| 0 |  |  |  |  | 0 | 0 | 0.0187 | 0 | 0.6612 | 0 | 0 | 0
| 0 |  |  |  |  | 0 | 0 | 0.0187 | 0 | 0.6612 | 0 | 0 | 0
| 0 |  |  |  |  | 0 | 0 | 0.0187 | 0 | 0.6612 | 0 | 0 | 0
| 0 |  |  |  |  | 0 | 0 | 0.0187 | 0 | 0.6612 | 0 | 0 | 0
| 0 |  |  |  |  | 0 | 0 | 0.0187 | 0 | 0.6612 | 0 | 0 | 0
| 0 |  |  |  |  | 0 | 0 | 0.0187 | 0 | 0.6612 | 0 | 0 | 0
| 0 |  |  |  |  | 0 | 0 | 0.0187 | 0 | 0.6612 | 0 | 0 | 0
| 0 |  |  |  |  | 0 | 0 | 0.0187 | 0 | 0.6612 | 0 | 0 | 0
| 0 |  |  |  |  | 0 | 0 | 0.0187 | 0 | 0.6612 | 0 | 0 | 0
| 0 |  |  |  |  | 0 | 0 | 0.0187 | 0 | 0.6612 | 0 | 0 | 0
| 0 |  |  |  |  | 0 | 0 | 0.0187 | 0 | 0.6612 | 0 | 0 | 0
| 0 |  |  |  |  | 0 | 0 | 0.0187 | 0 | 0.6612 | 0 | 0 | 0
| 0 |  |  |  |  | 0 | 0 | 0.0187 | 0 | 0.6612 | 0 | 0 | 0
| 0 |  |  |  |  | 0 | 0 | 0.0187 | 0 | 0.6612 | 0 | 0 | 0
| 0 |  |  |  |  | 0 | 0 | 0.0187 | 0 | 0.6612 | 0 | 0 | 0
| 0 |  |  |  |  | 0 | 0 | 0.0187 | 0 | 0.6612 | 0 | 0 | 0
| 0 |  |  |  |  | 0 | 0 | 0.0187 | 0 | 0.6612 | 0 | 0 | 0
| 0 |  |  |  |  | 0 | 0 | 0.0187 | 0 | 0.6612 | 0 | 0 | 0
| 0 |  |  |  |  | 0 | 0 | 0.0187 | 0 | 0.6612 | 0 | 0 | 0
| 0 |  |  |  |  | 0 | 0 | 0.0187 | 0 | 0.6612 | 0 | 0 | 0
| 0 |  |  |  |  | 0 | 0 | 0.0187 | 0 | 0.6612 | 0 | 0 | 0
| 0 |  |  |  |  | 0 | 0 | 0.0187 | 0 | 0.6612 | 0 | 0 | 0
| 0 |  |  |  |  | 0 | 0 | 0.0187 | 0 | 0.6612 | 0 | 0 | 0
| 0 |  |  |  |  | 0 | 0 | 0.0187 | 0 | 0.6612 | 0 | 0 | 0
| 0 |  |  |  |  | 0 | 0 | 0.0187 | 0 | 0.6612 | 0 | 0 | 0
| 0 |  |  |  |  | 0 | 0 | 0.0187 | 0 | 0.6612 | 0 | 0 | 0
| 0 |  |  |  |  | 0 | 0 | 0.0187 | 0 | 0.6612 | 0 | 0 | 0
| 0 |  |  |  |  | 0 | 0 | 0.0187 | 0 | 0.6612 | 0 | 0 | 0
| 0 |  |  |  |  | 0 | 0 | 0.0187 | 0 | 0.6612 | 0 | 0 | 0
| 0 |  |  |  |  | 0 | 0 | 0.0187 | 0 | 0.6612 | 0 | 0 | 0
| 0 |  |  |  |  | 0 | 0 | 0.0187 | 0 | 0.6612 | 0 | 0 | 0
| 0 |  |  |  |  | 0 | 0 | 0.0187 | 0 | 0.6612 | 0 | 0 | 0
| 0 |  |  |  |  | 0 | 0 | 0.0187 | 0 | 0.6612 | 0 | 0 | 0
| 0 |  |  |  |  | 0 | 0 | 0.0187 | 0 | 0.6612 | 0 | 0 | 0
| 0 |  |  |  |  | 0 | 0 | 0.0187 | 0 | 0.6612 | 0 | 0 | 0
| 0 |  |  |  |  | 0 | 0 | 0.0187 | 0 | 0.6612 | 0 | 0 | 0
| 0 |  |  |  |  | 0 | 0 | 0.0187 | 0 | 0.6612 | 0 | 0 | 0
| 0 |  |  |  |  | 0 | 0 | 0.0187 | 0 | 0.6612 | 0 | 0 | 0
| 0 |  |  |  |  | 0 | 0 | 0.0187 | 0 | 0.6612 | 0 | 0 | 0
| 0 |  |  |  |  | 0 | 0 | 0.0187 | 0 | 0.6612 | 0 | 0 | 0
| 0 |  |  |  |  | 0 | 0 | 0.0187 | 0 | 0.6612 | 0 | 0 | 0
| 0 |  |  |  |  | 0 | 0 | 0.0187 | 0 | 0.6612 | 0 | 0 | 0
| 0 |  |  |  |  | 0 | 0 | 0.0187 | 0 | 0.6612 | 0 | 0 | 0
| 0 |  |  |  |  | 0 | 0 | 0.0187 | 0 | 0.6612 | 0 | 0 | 0
| 0 |  |  |  |  | 0 | 0 | 0.0187 | 0 | 0.6612 | 0 | 0 | 0
| 0 |  |  |  |  | 0 | 0 | 0.0187 | 0 | 0.6612 | 0 | 0 | 0
| 0 |  |  |  |  | 0 | 0 | 0.0187 | 0 | 0.6612 | 0 | 0 | 0
| 0 |  |  |  |  | 0 | 0 | 0.0187 | 0 | 0.6612 | 0 | 0 | 0
| 0 |  |  |  |  | 0 | 0 | 0.0187 | 0 | 0.6612 | 0 | 0 | 0
| 0 |  |  |  |  | 0 | 0 | 0.0187 | 0 | 0.6612 | 0 | 0 | 0
| 0 |  |  |  |  | 0 | 0 | 0.0187 | 0 | 0.6612 | 0 | 0 | 0
| 0 |  |  |  |  | 0 | 0 | 0.0187 | 0 | 0.6612 | 0 | 0 | 0
| 0 |  |  |  |  | 0 | 0 | 0.0187 | 0 | 0.6612 | 0 | 0 | 0
| 0 |  |  |  |  | 0 | 0 | 0.0187 | 0 | 0.6612 | 0 | 0 | 0
| 0 |  |  |  |  | 0 | 0 | 0.0187 | 0 | 0.6612 | 0 | 0 | 0
| 0 |  |  |  |  | 0 | 0 | 0.0187 | 0 | 0.6612 | 0 | 0 | 0
| 0 |  |  |  |  | 0 | 0 | 0.0187 | 0 | 0.6612 | 0 | 0 | 0
| 0 |  |  |  |  | 0 | 0 | 0.0187 | 0 | 0.6612 | 0 | 0 | 0
| 0 |  |  |  |  | 0 | 0 | 0.0187 | 0 | 0.6612 | 0 | 0 | 0
| 0 |  |  |  |  | 0 | 0 | 0.0187 | 0 | 0.6612 | 0 | 0 | 0
| 0 |  |  |  |  | 0 | 0 | 0.0187 | 0 | 0.6612 | 0 | 0 | 0
| 0 |  |  |  |  | 0 | 0 | 0.0187 | 0 | 0.6612 | 0 | 0 | 0
| 0 |  |  |  |  | 0 | 0 | 0.0187 | 0 | 0.6612 | 0 | 0 | 0
| 0 |  |  |  |  | 0 | 0 | 0.0187 | 0 | 0.6612 | 0 | 0 | 0
| 0 |  |  |  |  | 0 | 0 | 0.0187 | 0 | 0.6612 | 0 | 0 | 0
| 0 |  |  |  |  | 0 | 0 | 0.0187 | 0 | 0.6612 | 0 | 0 | 0
| 0 |  |  |  |  | 0 | 0 | 0.0187 | 0 | 0.6612 | 0 | 0 | 0
| 0 |  |  |  |  | 0 | 0 | 0.0187 | 0 | 0.6612 | 0 | 0 | 0
| 0 |  |  |  |  | 0 | 0 | 0.0187 | 0 | 0.6612 | 0 | 0 | 0
| 0 |  |  |  |  | 0 | 0 | 0.0187 | 0 | 0.6612 | 0 | 0 | 0
| 0 |  |  |  |  | 0 | 0 | 0.0187 | 0 | 0.6612 | 0 | 0 | 0
| 0 |  |  |  |  | 0 | 0 | 0.0187 | 0 | 0.6612 | 0 | 0 | 0
| 0 |  |  |  |  | 0 | 0 | 0.0187 | 0 | 0.6612 | 0 | 0 | 0
| 0 |  |  |  |  | 0 | 0 | 0.0187 | 0 | 0.6612 | 0 | 0 | 0
| 0 |  |  |  |  | 0 | 0 | 0.0187 | 0 | 0.6612 | 0 | 0 | 0
| 0 |  |  |  |  | 0 | 0 | 0.0187 | 0 | 0.6612 | 0 | 0 | 0
| 0 |  |  |  |  | 0 | 0 | 0.0187 | 0 | 0.6612 | 0 | 0 | 0
| 0 |  |  |  |  | 0 | 0 | 0.0187 | 0 | 0.6612 | 0 | 0 | 0
| 0 |  |  |  |  | 0 | 0 | 0.0187 | 0 | 0.6612 | 0 | 0 | 0
| 0 |  |  |  |  | 0 | 0 | 0.0187 | 0 | 0.6612 | 0 | 0 | 0
| 0 |  |  |  |  | 0 | 0 | 0.0187 | 0 | 0.6612 | 0 | 0 | 0
| 0 |  |  |  |  | 0 | 0 | 0.0187 | 0 | 0.6612 | 0 | 0 | 0
| 0 |  |  |  |  | 0 | 0 | 0.0187 | 0 | 0.6612 | 0 | 0 | 0
| 0 |  |  |  |  | 0 | 0 | 0.0187 | 0 | 0.6612 | 0 | 0 | 0
| 0 |  |  |  |  | 0 | 0 | 0.0187 | 0 | 0.6612 | 0 | 0 | 0
| 0 |  |  |  |  | 0 | 0 | 0.0187 | 0 | 0.6612 | 0 | 0 | 0
| 0 |  |  |  |  | 0 | 0 | 0.0187 | 0 | 0.6612 | 0 | 0 | 0
| 0 |  |  |  |  | 0 | 0 | 0.0187 | 0 | 0.6612 | 0 | 0 | 0
| 0 |  |  |  |  | 0 | 0 | 0.0187 | 0 | 0.6612 | 0 | 0 | 0
| 0 |  |  |  |  | 0 | 0 | 0.0187 | 0 | 0.6612 | 0 | 0 | 0
| 0 |  |  |  |  | 0 | 0 | 0.0187 | 0 | 0.6612 | 0 | 0 | 0
| 0 |  |  |  |  | 0 | 0 | 0.0187 | 0 | 0.6612 | 0 | 0 | 0
| 0 |  |  |  |  | 0 | 0 | 0.0187 | 0 | 0.6612 | 0 | 0 | 0
| 0 |  |  |  |  | 0 | 0 | 0.0187 | 0 | 0.6612 | 0 | 0 | 0
| 0 |  |  |  |  | 0 | 0 | 0.0187 | 0 | 0.6612 | 0 | 0 | 0
| 0 |  |  |  |  | 0 | 0 | 0.0187 | 0 | 0.6612 | 0 | 0 | 0
| 0 |  |  |  |  | 0 | 0 | 0.0187 | 0 | 0.6612 | 0 | 0 | 0
| 0 |  |  |  |  | 0 | 0 | 0.0187 | 0 | 0.6612 | 0 | 0 | 0
| 0 |  |  |  |  | 0 | 0 | 0.0187 | 0 | 0.6612 | 0 | 0 | 0
| 0 |  |  |  |  | 0 | 0 | 0.0187 | 0 | 0.6612 | 0 | 0 | 0
| 0 |  |  |  |  | 0 | 0 | 0.0187 | 0 | 0.6612 | 0 | 0 | 0
| 0 |  |  |  |  | 0 | 0 | 0.0187 | 0 | 0.6612 | 0 | 0 | 0
| 0 |  |  |  |  | 0 | 0 | 0.0187 | 0 | 0.6612 | 0 | 0 | 0
| 0 |  |  |  |  | 0 | 0 | 0.0187 | 0 | 0.6612 | 0 | 0 | 0
| 0 |  |  |  |  | 0 | 0 | 0.0187 | 0 | 0.6612 | 0 | 0 | 0
| 0 |  |  |  |  | 0 | 0 | 0.0187 | 0 | 0.6612 | 0 | 0 | 0
| 0 |  |  |  |  | 0 | 0 | 0.0187 | 0 | 0.6612 | 0 | 0 | 0
| 0 |  |  |  |  | 0 | 0 | 0.0187 | 0 | 0.6612 | 0 | 0 | 0
| 0 |  |  |  |  | 0 | 0 | 0.0187 | 0 | 0.6612 | 0 | 0 | 0
| 0 |  |  |  |  | 0 | 0 | 0.0187 | 0 | 0.6612 | 0 | 0 | 0
| 0 |  |  |  |  | 0 | 0 | 0.0187 | 0 | 0.6612 | 0 | 0 | 0
| 0 |  |  |  |  | 0 | 0 | 0.0187 | 0 | 0.6612 | 0 | 0 | 0
| 0 |  |  |  |  | 0 | 0 | 0.0187 | 0 | 0.6612 | 0 | 0 | 0
| 0 |  |  |  |  | 0 | 0 | 0.0187 | 0 | 0.6612 | 0 | 0 | 0
| 0 |  |  |  |  | 0 | 0 | 0.0187 | 0 | 0.6612 | 0 | 0 | 0
| 0 |  |  |  |  | 0 | 0 | 0.0187 | 0 | 0.6612 | 0 | 0 | 0
| 0 |  |  |  |  | 0 | 0 | 0.0187 | 0 | 0.6612 | 0 | 0 | 0
| 0 |  |  |  |  | 0 | 0 | 0.0187 | 0 | 0.6612 | 0 | 0 | 0
| 0 |  |  |  |  | 0 | 0 | 0.0187 | 0 | 0.6612 | 0 | 0 | 0
| 0 |  |  |  |  | 0 | 0 | 0.0187 | 0 | 0.6612 | 0 | 0 | 0
| 0 |  |  |  |  | 0 | 0 | 0.0187 | 0 | 0.6612 | 0 | 0 | 0
| 0 |  |  |  |  | 0 | 0 | 0.0187 | 0 | 0.6612 | 0 | 0 | 0
| 0 |  |  |  |  | 0 | 0 | 0.0187 | 0 | 0.6612 | 0 | 0 | 0
| 0 |  |  |  |  | 0 | 0 | 0.0187 | 0 | 0.6612 | 0 | 0 | 0
| 0 |  |  |  |  | 0 | 0 | 0.0187 | 0 | 0.6612 | 0 | 0 | 0
| 0 |  |  |  |  | 0 | 0 | 0.0187 | 0 | 0.6612 | 0 | 0 | 0
| 0 |  |  |  |  | 0 | 0 | 0.0187 | 0 | 0.6612 | 0 | 0 | 0
| 0 |  |  |  |  | 0 | 0 | 0.0187 | 0 | 0.6612 | 0 | 0 | 0
| 0 |  |  |  |  | 0 | 0 | 0.0187 | 0 | 0.6612 | 0 | 0 | 0
| 0 |  |  |  |  | 0 | 0 | 0.0187 | 0 | 0.6612 | 0 | 0 | 0
| 0 |  |  |  |  | 0 | 0 | 0.0187 | 0 | 0.6612 | 0 | 0 | 0
| 0 |  |  |  |  | 0 | 0 | 0.0187 | 0 | 0.6612 | 0 | 0 | 0
| 0 |  |  |  |  | 0 | 0 | 0.0187 | 0 | 0.6612 | 0 | 0 | 0
| 0 |  |  |  |  | 0 | 0 | 0.0187 | 0 | 0.6612 | 0 | 0 | 0
| 0 |  |  |  |  | 0 | 0 | 0.0187 | 0 | 0.6612 | 0 | 0 | 0
| 0 |  |  |  |  | 0 | 0 | 0.0187 | 0 | 0.6612 | 0 | 0 | 0
| 0 |  |  |  |  | 0 | 0 | 0.0187 | 0 | 0.6612 | 0 | 0 | 0
| 0 |  |  |  |  | 0 | 0 | 0.0187 | 0 | 0.6612 | 0 | 0 | 0
| 0 |  |  |  |  | 0 | 0 | 0.0187 | 0 | 0.6612 | 0 | 0 | 0
| 0 |  |  |  |  | 0 | 0 | 0.0187 | 0 | 0.6612 | 0 | 0 | 0
| 0 |  |  |  |  | 0 | 0 | 0.0187 | 0 | 0.6612 | 0 | 0 | 0
| 0 |  |  |  |  | 0 | 0 | 0.0187 | 0 | 0.6612 | 0 | 0 | 0
| 0 |  |  |  |  | 0 | 0 | 0.0187 | 0 | 0.6612 | 0 | 0 | 0
| 0 |  |  |  |  | 0 | 0 | 0.0187 | 0 | 0.6612 | 0 | 0 | 0
| 0 |  |  |  |  | 0 | 0 | 0.0187 | 0 | 0.6612 | 0 | 0 | 0
| 0 |  |  |  |  | 0 | 0 | 0.0187 | 0 | 0.6612 | 0 | 0 | 0
| 0 |  |  |  |  | 0 | 0 | 0.0187 | 0 | 0.6612 | 0 | 0 | 0
| 0 |  |  |  |  | 0 | 0 | 0.0187 | 0 | 0.6612 | 0 | 0 | 0
| 0 |  |  |  |  | 0 | 0 | 0.0187 | 0 | 0.6612 | 0 | 0 | 0
| 0 |  |  |  |  | 0 | 0 | 0.0187 | 0 | 0.6612 | 0 | 0 | 0
| 0 |  |  |  |  | 0 | 0 | 0.0187 | 0 | 0.6612 | 0 | 0 | 0
| 0 |  |  |  |  | 0 | 0 | 0.0187 | 0 | 0.6612 | 0 | 0 | 0
| 0 |  |  |  |  | 0 | 0 | 0.0187 | 0 | 0.6612 | 0 | 0 | 0
| 0 |  |  |  |  | 0 | 0 | 0.0187 | 0 | 0.6612 | 0 | 0 | 0
| 0 |  |  |  |  | 0 | 0 | 0.0187 | 0 | 0.6612 | 0 | 0 | 0
| 0 |  |  |  |  | 0 | 0 | 0.0187 | 0 | 0.6612 | 0 | 0 | 0
| 0 |  |  |  |  | 0 | 0 | 0.0187 | 0 | 0.6612 | 0 | 0 | 0
| 0 |  |  |  |  | 0 | 0 | 0.0187 | 0 | 0.6612 | 0 | 0 | 0
| 0 |  |  |  |  | 0 | 0 | 0.0187 | 0 | 0.6612 | 0 | 0 | 0
| 0 |  |  |  |  | 0 | 0 | 0.0187 | 0 | 0.6612 | 0 | 0 | 0
| 0 |  |  |  |  | 0 | 0 | 0.0187 | 0 | 0.6612 | 0 | 0 | 0
| 0 |  |  |  |  | 0 | 0 | 0.0187 | 0 | 0.6612 | 0 | 0 | 0
| 0 |  |  |  |  | 0 | 0 | 0.0187 | 0 | 0.6612 | 0 | 0 | 0
| 0 |  |  |  |  | 0 | 0 | 0.0187 | 0 | 0.6612 | 0 | 0 | 0
| 0 |  |  |  |  | 0 | 0 | 0.0187 | 0 | 0.6612 | 0 | 0 | 0
| 0 |  |  |  |  | 0 | 0 | 0.0187 | 0 | 0.6612 | 0 | 0 | 0
| 0 |  |  |  |  | 0 | 0 | 0.0187 | 0 | 0.6612 | 0 | 0 | 0
| 0 |  |  |  |  | 0 | 0 | 0.0187 | 0 | 0.6612 | 0 | 0 | 0
| 0 |  |  |  |  | 0 | 0 | 0.0187 | 0 | 0.6612 | 0 | 0 | 0
| 0 |  |  |  |  | 0 | 0 | 0.0187 | 0 | 0.6612 | 0 | 0 | 0
| 0 |  |  |  |  | 0 | 0 | 0.0187 | 0 | 0.6612 | 0 | 0 | 0
| 0 |  |  |  |  | 0 | 0 | 0.0187 | 0 | 0.6612 | 0 | 0 | 0
| 0 |  |  |  |  | 0 | 0 | 0.0187 | 0 | 0.6612 | 0 | 0 | 0
| 0 |  |  |  |  | 0 | 0 | 0.0187 | 0 | 0.6612 | 0 | 0 | 0
| 0 |  |  |  |  | 0 | 0 | 0.0187 | 0 | 0.6612 | 0 | 0 | 0
| 0 |  |  |  |  | 0 | 0 | 0.0187 | 0 | 0.6612 | 0 | 0 | 0
| 0 |  |  |  |  | 0 | 0 | 0.0187 | 0 | 0.6612 | 0 | 0 | 0
| 0 |  |  |  |  | 0 | 0 | 0.0187 | 0 | 0.6612 | 0 | 0 | 0
| 0 |  |  |  |  | 0 | 0 | 0.0187 | 0 | 0.6612 | 0 | 0 | 0
| 0 |  |  |  |  | 0 | 0 | 0.0187 | 0 | 0.6612 | 0 | 0 | 0
| 0 |  |  |  |  | 0 | 0 | 0.0187 | 0 | 0.6612 | 0 | 0 | 0
| 0 |  |  |  |  | 0 | 0 | 0.0187 | 0 | 0.6612 | 0 | 0 | 0
| 0 |  |  |  |  | 0 | 0 | 0.0187 | 0 | 0.6612 | 0 | 0 | 0
| 0 |  |  |  |  | 0 | 0 | 0.0187 | 0 | 0.6612 | 0 | 0 | 0
| 0 |  |  |  |  | 0 | 0 | 0.0187 | 0 | 0.6612 | 0 | 0 | 0
| 0 |  |  |  |  | 0 | 0 | 0.0187 | 0 | 0.6612 | 0 | 0 | 0
| 0 |  |  |  |  | 0 | 0 | 0.0187 | 0 | 0.6612 | 0 | 0 | 0
| 0 |  |  |  |  | 0 | 0 | 0.0187 | 0 | 0.6612 | 0 | 0 | 0
| 0 |  |  |  |  | 0 | 0 | 0.0187 | 0 | 0.6612 | 0 | 0 | 0
| 0 |  |  |  |  | 0 | 0 | 0.0187 | 0 | 0.6612 | 0 | 0 | 0
| 0 |  |  |  |  | 0 | 0 | 0.0187 | 0 | 0.6612 | 0 | 0 | 0
| 0 |  |  |  |  | 0 | 0 | 0.0187 | 0 | 0.6612 | 0 | 0 | 0
| 0 |  |  |  |  | 0 | 0 | 0.0187 | 0 | 0.6612 | 0 | 0 | 0
| 0 |  |  |  |  | 0 | 0 | 0.0187 | 0 | 0.6612 | 0 | 0 | 0
| 0 |  |  |  |  | 0 | 0 | 0.0187 | 0 | 0.6612 | 0 | 0 | 0
| 0 |  |  |  |  | 0 | 0 | 0.0187 | 0 | 0.6612 | 0 | 0 | 0
| 0 |  |  |  |  | 0 | 0 | 0.0187 | 0 | 0.6612 | 0 | 0 | 0
| 0 |  |  |  |  | 0 | 0 | 0.0187 | 0 | 0.6612 | 0 | 0 | 0
| 0 |  |  |  |  | 0 | 0 | 0.0187 | 0 | 0.6612 | 0 | 0 | 0
| 0 |  |  |  |  | 0 | 0 | 0.0187 | 0 | 0.6612 | 0 | 0 | 0
| 0 |  |  |  |  | 0 | 0 | 0.0187 | 0 | 0.6612 | 0 | 0 | 0
| 0 |  |  |  |  | 0 | 0 | 0.0187 | 0 | 0.6612 | 0 | 0 | 0
| 0 |  |  |  |  | 0 | 0 | 0.0187 | 0 | 0.6612 | 0 | 0 | 0
| 0 |  |  |  |  | 0 | 0 | 0.0187 | 0 | 0.6612 | 0 | 0 | 0
| 0 |  |  |  |  | 0 | 0 | 0.0187 | 0 | 0.6612 | 0 | 0 | 0
| 0 |  |  |  |  | 0 | 0 | 0.0187 | 0 | 0.6612 | 0 | 0 | 0
| 0 |  |  |  |  | 0 | 0 | 0.0187 | 0 | 0.6612 | 0 | 0 | 0
| 0 |  |  |  |  | 0 | 0 | 0.0187 | 0 | 0.6612 | 0 | 0 | 0
| 0 |  |  |  |  | 0 | 0 | 0.0187 | 0 | 0.6612 | 0 | 0 | 0
| 0 |  |  |  |  | 0 | 0 | 0.0187 | 0 | 0.6612 | 0 | 0 | 0
| 0 |  |  |  |  | 0 | 0 | 0.0187 | 0 | 0.6612 | 0 | 0 | 0
| 0 |  |  |  |  | 0 | 0 | 0.0187 | 0 | 0.6612 | 0 | 0 | 0
| 0 |  |  |  |  | 0 | 0 | 0.0187 | 0 | 0.6612 | 0 | 0 | 0
| 0 |  |  |  |  | 0 | 0 | 0.0187 | 0 | 0.6612 | 0 | 0 | 0
| 0 |  |  |  |  | 0 | 0 | 0.0187 | 0 | 0.6612 | 0 | 0 | 0
| 0 |  |  |  |  | 0 | 0 | 0.0187 | 0 | 0.6612 | 0 | 0 | 0
| 0 |  |  |  |  | 0 | 0 | 0.0187 | 0 | 0.6612 | 0 | 0 | 0
| 0 |  |  |  |  | 0 | 0 | 0.0187 | 0 | 0.6612 | 0 | 0 | 0
| 0 |  |  |  |  | 0 | 0 | 0.0187 | 0 | 0.6612 | 0 | 0 | 0
| 0 |  |  |  |  | 0 | 0 | 0.0187 | 0 | 0.6612 | 0 | 0 | 0
| 0 |  |  |  |  | 0 | 0 | 0.0187 | 0 | 0.6612 | 0 | 0 | 0
| 0 |  |  |  |  | 0 | 0 | 0.0187 | 0 | 0.6612 | 0 | 0 | 0
| 0 |  |  |  |  | 0 | 0 | 0.0187 | 0 | 0.6612 | 0 | 0 | 0
| 0 |  |  |  |  | 0 | 0 | 0.0187 | 0 | 0.6612 | 0 | 0 | 0
| 0 |  |  |  |  | 0 | 0 | 0.0187 | 0 | 0.6612 | 0 | 0 | 0
| 0 |  |  |  |  | 0 | 0 | 0.0187 | 0 | 0.6612 | 0 | 0 | 0
| 0 |  |  |  |  | 0 | 0 | 0.0187 | 0 | 0.6612 | 0 | 0 | 0
| 0 |  |  |  |  | 0 | 0 | 0.0187 | 0 | 0.6612 | 0 | 0 | 0
| 0 |  |  |  |  | 0 | 0 | 0.0187 | 0 | 0.6612 | 0 | 0 | 0
| 0 |  |  |  |  | 0 | 0 | 0.0187 | 0 | 0.6612 | 0 | 0 | 0
| 0 |  |  |  |  | 0 | 0 | 0.0187 | 0 | 0.6612 | 0 | 0 | 0
| 0 |  |  |  |  | 0 | 0 | 0.0187 | 0 | 0.6612 | 0 | 0 | 0
| 0 |  |  |  |  | 0 | 0 | 0.0187 | 0 | 0.6612 | 0 | 0 | 0
| 0 |  |  |  |  | 0 | 0 | 0.0187 | 0 | 0.6612 | 0 | 0 | 0
| 0 |  |  |  |  | 0 | 0 | 0.0187 | 0 | 0.6612 | 0 | 0 | 0
| 0 |  |  |  |  | 0 | 0 | 0.0187 | 0 | 0.6612 | 0 | 0 | 0
| 0 |  |  |  |  | 0 | 0 | 0.0187 | 0 | 0.6612 | 0 | 0 | 0
| 0 |  |  |  |  | 0 | 0 | 0.0187 | 0 | 0.6612 | 0 | 0 | 0
| 0 |  |  |  |  | 0 | 0 | 0.0187 | 0 | 0.6612 | 0 | 0 | 0
| 0 |  |  |  |  | 0 | 0 | 0.0187 | 0 | 0.6612 | 0 | 0 | 0
| 0 |  |  |  |  | 0 | 0 | 0.0187 | 0 | 0.6612 | 0 | 0 | 0
| 0 |  |  |  |  | 0 | 0 | 0.0187 | 0 | 0.6612 | 0 | 0 | 0
| 0 |  |  |  |  | 0 | 0 | 0.0187 | 0 | 0.6612 | 0 | 0 | 0
| 0 |  |  |  |  | 0 | 0 | 0.0187 | 0 | 0.6612 | 0 | 0 | 0
| 0 |  |  |  |  | 0 | 0 | 0.0187 | 0 | 0.6612 | 0 | 0 | 0
| 0 |  |  |  |  | 0 | 0 | 0.0187 | 0 | 0.6612 | 0 | 0 | 0
| 0 |  |  |  |  | 0 | 0 | 0.0187 | 0 | 0.6612 | 0 | 0 | 0
| 0 |  |  |  |  | 0 | 0 | 0.0187 | 0 | 0.6612 | 0 | 0 | 0
| 0 |  |  |  |  | 0 | 0 | 0.0187 | 0 | 0.6612 | 0 | 0 | 0
| 0 |  |  |  |  | 0 | 0 | 0.0187 | 0 | 0.6612 | 0 | 0 | 0
| 0 |  |  |  |  | 0 | 0 | 0.0187 | 0 | 0.6612 | 0 | 0 | 0
| 0 |  |  |  |  | 0 | 0 | 0.0187 | 0 | 0.6612 | 0 | 0 | 0
| 0 |  |  |  |  | 0 | 0 | 0.0187 | 0 | 0.6612 | 0 | 0 | 0
| 0 |  |  |  |  | 0 | 0 | 0.0187 | 0 | 0.6612 | 0 | 0 | 0
| 0 |  |  |  |  | 0 | 0 | 0.0187 | 0 | 0.6612 | 0 | 0 | 0
| 0 |  |  |  |  | 0 | 0 | 0.0187 | 0 | 0.6612 | 0 | 0 | 0
| 0 |  |  |  |  | 0 | 0 | 0.0187 | 0 | 0.6612 | 0 | 0 | 0
| 0 |  |  |  |  | 0 | 0 | 0.0187 | 0 | 0.6612 | 0 | 0 | 0
| 0 |  |  |  |  | 0 | 0 | 0.0187 | 0 | 0.6612 | 0 | 0 | 0
| 0 |  |  |  |  | 0 | 0 | 0.0187 | 0 | 0.6612 | 0 | 0 | 0
| 0 |  |  |  |  | 0 | 0 | 0.0187 | 0 | 0.6612 | 0 | 0 | 0
| 0 |  |  |  |  | 0 | 0 | 0.0187 | 0 | 0.6612 | 0 | 0 | 0
| 0 |  |  |  |  | 0 | 0 | 0.0187 | 0 | 0.6612 | 0 | 0 | 0
| 0 |  |  |  |  | 0 | 0 | 0.0187 | 0 | 0.6612 | 0 | 0 | 0
| 0 |  |  |  |  | 0 | 0 | 0.0187 | 0 | 0.6612 | 0 | 0 | 0
| 0 |  |  |  |  | 0 | 0 | 0.0187 | 0 | 0.6612 | 0 | 0 | 0
| 0 |  |  |  |  | 0 | 0 | 0.0187 | 0 | 0.6612 | 0 | 0 | 0
| 0 |  |  |  |  | 0 | 0 | 0.0187 | 0 | 0.6612 | 0 | 0 | 0
| 0 |  |  |  |  | 0 | 0 | 0.0187 | 0 | 0.6612 | 0 | 0 | 0
| 0 |  |  |  |  | 0 | 0 | 0.0187 | 0 | 0.6612 | 0 | 0 | 0
| 0 |  |  |  |  | 0 | 0 | 0.0187 | 0 | 0.6612 | 0 | 0 | 0
| 0 |  |  |  |  | 0 | 0 | 0.0187 | 0 | 0.6612 | 0 | 0 | 0
| 0 |  |  |  |  | 0 | 0 | 0.0187 | 0 | 0.6612 | 0 | 0 | 0
| 0 |  |  |  |  | 0 | 0 | 0.0187 | 0 | 0.6612 | 0 | 0 | 0
| 0 |  |  |  |  | 0 | 0 | 0.0187 | 0 | 0.6612 | 0 | 0 | 0
| 0 |  |  |  |  | 0 | 0 | 0.0187 | 0 | 0.6612 | 0 | 0 | 0
| 0 |  |  |  |  | 0 | 0 | 0.0187 | 0 | 0.6612 | 0 | 0 | 0
| 0 |  |  |  |  | 0 | 0 | 0.0187 | 0 | 0.6612 | 0 | 0 | 0
| 0 |  |  |  |  | 0 | 0 | 0.0187 | 0 | 0.6612 | 0 | 0 | 0
| 0 |  |  |  |  | 0 | 0 | 0.0187 | 0 | 0.6612 | 0 | 0 | 0
| 0 |  |  |  |  | 0 | 0 | 0.0187 | 0 | 0.6612 | 0 | 0 | 0
| 0 |  |  |  |  | 0 | 0 | 0.0187 | 0 | 0.6612 | 0 | 0 | 0
| 0 |  |  |  |  | 0 | 0 | 0.0187 | 0 | 0.6612 | 0 | 0 | 0
| 0 |  |  |  |  | 0 | 0 | 0.0187 | 0 | 0.6612 | 0 | 0 | 0
| 0 |  |  |  |  | 0 | 0 | 0.0187 | 0 | 0.6612 | 0 | 0 | 0
| 0 |  |  |  |  | 0 | 0 | 0.0187 | 0 | 0.6612 | 0 | 0 | 0
| 0 |  |  |  |  | 0 | 0 | 0.0187 | 0 | 0.6612 | 0 | 0 | 0
| 0 |  |  |  |  | 0 | 0 | 0.0187 | 0 | 0.6612 | 0 | 0 | 0
| 0 |  |  |  |  | 0 | 0 | 0.0187 | 0 | 0.6612 | 0 | 0 | 0
| 0 |  |  |  |  | 0 | 0 | 0.0187 | 0 | 0.6612 | 0 | 0 | 0
| 0 |  |  |  |  | 0 | 0 | 0.0187 | 0 | 0.6612 | 0 | 0 | 0
| 0 |  |  |  |  | 0 | 0 | 0.0187 | 0 | 0.6612 | 0 | 0 | 0
| 0 |  |  |  |  | 0 | 0 | 0.0187 | 0 | 0.6612 | 0 | 0 | 0
| 0 |  |  |  |  | 0 | 0 | 0.0187 | 0 | 0.6612 | 0 | 0 | 0
| 0 |  |  |  |  | 0 | 0 | 0.0187 | 0 | 0.6612 | 0 | 0 | 0
| 0 |  |  |  |  | 0 | 0 | 0.0187 | 0 | 0.6612 | 0 | 0 | 0
| 0 |  |  |  |  | 0 | 0 | 0.0187 | 0 | 0.6612 | 0 | 0 | 0
| 0 |  |  |  |  | 0 | 0 | 0.0187 | 0 | 0.6612 | 0 | 0 | 0
| 0 |  |  |  |  | 0 | 0 | 0.0187 | 0 | 0.6612 | 0 | 0 | 0
| 0 |  |  |  |  | 0 | 0 | 0.0187 | 0 | 0.6612 | 0 | 0 | 0
| 0 |  |  |  |  | 0 | 0 | 0.0187 | 0 | 0.6612 | 0 | 0 | 0
| 0 |  |  |  |  | 0 | 0 | 0.0187 | 0 | 0.6612 | 0 | 0 | 0
| 0 |  |  |  |  | 0 | 0 | 0.0187 | 0 | 0.6612 | 0 | 0 | 0
| 0 |  |  |  |  | 0 | 0 | 0.0187 | 0 | 0.6612 | 0 | 0 | 0
| 0 |  |  |  |  | 0 | 0 | 0.0187 | 0 | 0.6612 | 0 | 0 | 0
| 0 |  |  |  |  | 0 | 0 | 0.0187 | 0 | 0.6612 | 0 | 0 | 0
| 0 |  |  |  |  | 0 | 0 | 0.0187 | 0 | 0.6612 | 0 | 0 | 0
| 0 |  |  |  |  | 0 | 0 | 0.0187 | 0 | 0.6612 | 0 | 0 | 0
| 0 |  |  |  |  | 0 | 0 | 0.0187 | 0 | 0.6612 | 0 | 0 | 0
| 0 |  |  |  |  | 0 | 0 | 0.0187 | 0 | 0.6612 | 0 | 0 | 0
| 0 |  |  |  |  | 0 | 0 | 0.0187 | 0 | 0.6612 | 0 | 0 | 0
| 0 |  |  |  |  | 0 | 0 | 0.0187 | 0 | 0.6612 | 0 | 0 | 0
| 0 |  |  |  |  | 0 | 0 | 0.0187 | 0 | 0.6612 | 0 | 0 | 0
| 0 |  |  |  |  | 0 | 0 | 0.0187 | 0 | 0.6612 | 0 | 0 | 0
| 0 |  |  |  |  | 0 | 0 | 0.0187 | 0 | 0.6612 | 0 | 0 | 0
| 0 |  |  |  |  | 0 | 0 | 0.0187 | 0 | 0.6612 | 0 | 0 | 0
| 0 |  |  |  |  | 0 | 0 | 0.0187 | 0 | 0.6612 | 0 | 0 | 0
| 0 |  |  |  |  | 0 | 0 | 0.0187 | 0 | 0.6612 | 0 | 0 | 0
| 0 |  |  |  |  | 0 | 0 | 0.0187 | 0 | 0.6612 | 0 | 0 | 0
| 0 |  |  |  |  | 0 | 0 | 0.0187 | 0 | 0.6612 | 0 | 0 | 0
| 0 |  |  |  |  | 0 | 0 | 0.0187 | 0 | 0.6612 | 0 | 0 | 0
| 0 |  |  |  |  | 0 | 0 | 0.0187 | 0 | 0.6612 | 0 | 0 | 0
| 0 |  |  |  |  | 0 | 0 | 0.0187 | 0 | 0.6612 | 0 | 0 | 0
| 0 |  |  |  |  | 0 | 0 | 0.0187 | 0 | 0.6612 | 0 | 0 | 0
| 0 |  |  |  |  | 0 | 0 | 0.0187 | 0 | 0.6612 | 0 | 0 | 0
| 0 |  |  |  |  | 0 | 0 | 0.0187 | 0 | 0.6612 | 0 | 0 | 0
| 0 |  |  |  |  | 0 | 0 | 0.0187 | 0 | 0.6612 | 0 | 0 | 0
| 0 |  |  |  |  | 0 | 0 | 0.0187 | 0 | 0.6612 | 0 | 0 | 0
| 0 |  |  |  |  | 0 | 0 | 0.0187 | 0 | 0.6612 | 0 | 0 | 0
| 0 |  |  |  |  | 0 | 0 | 0.0187 | 0 | 0.6612 | 0 | 0 | 0
| 0 |  |  |  |  | 0 | 0 | 0.0187 | 0 | 0.6612 | 0 | 0 | 0
| 0 |  |  |  |  | 0 | 0 | 0.0187 | 0 | 0.6612 | 0 | 0 | 0
| 0 |  |  |  |  | 0 | 0 | 0.0187 | 0 | 0.6612 | 0 | 0 | 0
| 0 |  |  |  |  | 0 | 0 | 0.0187 | 0 | 0.6612 | 0 | 0 | 0
| 0 |  |  |  |  | 0 | 0 | 0.0187 | 0 | 0.6612 | 0 | 0 | 0
| 0 |  |  |  |  | 0 | 0 | 0.0187 | 0 | 0.6612 | 0 | 0 | 0
| 0 |  |  |  |  | 0 | 0 | 0.0187 | 0 | 0.6612 | 0 | 0 | 0
| 0 |  |  |  |  | 0 | 0 | 0.0187 | 0 | 0.6612 | 0 | 0 | 0
| 0 |  |  |  |  | 0 | 0 | 0.0187 | 0 | 0.6612 | 0 | 0 | 0
| 0 |  |  |  |  | 0 | 0 | 0.0187 | 0 | 0.6612 | 0 | 0 | 0
| 0 |  |  |  |  | 0 | 0 | 0.0187 | 0 | 0.6612 | 0 | 0 | 0
| 0 |  |  |  |  | 0 | 0 | 0.0187 | 0 | 0.6612 | 0 | 0 | 0
| 0 |  |  |  |  | 0 | 0 | 0.0187 | 0 | 0.6612 | 0 | 0 | 0
| 0 |  |  |  |  | 0 | 0 | 0.0187 | 0 | 0.6612 | 0 | 0 | 0
| 0 |  |  |  |  | 0 | 0 | 0.0187 | 0 | 0.6612 | 0 | 0 | 0
| 0 |  |  |  |  | 0 | 0 | 0.0187 | 0 | 0.6612 | 0 | 0 | 0
| 0 |  |  |  |  | 0 | 0 | 0.0187 | 0 | 0.6612 | 0 | 0 | 0
| 0 |  |  |  |  | 0 | 0 | 0.0187 | 0 | 0.6612 | 0 | 0 | 0
| 0 |  |  |  |  | 0 | 0 | 0.0187 | 0 | 0.6612 | 0 | 0 | 0
| 0 |  |  |  |  | 0 | 0 | 0.0187 | 0 | 0.6612 | 0 | 0 | 0
| 0 |  |  |  |  | 0 | 0 | 0.0187 | 0 | 0.6612 | 0 | 0 | 0
| 0 |  |  |  |  | 0 | 0 | 0.0187 | 0 | 0.6612 | 0 | 0 | 0
| 0 |  |  |  |  | 0 | 0 | 0.0187 | 0 | 0.6612 | 0 | 0 | 0
| 0 |  |  |  |  | 0 | 0 | 0.0187 | 0 | 0.6612 | 0 | 0 | 0
| 0 |  |  |  |  | 0 | 0 | 0.0187 | 0 | 0.6612 | 0 | 0 | 0
| 0 |  |  |  |  | 0 | 0 | 0.0187 | 0 | 0.6612 | 0 | 0 | 0
| 0 |  |  |  |  | 0 | 0 | 0.0187 | 0 | 0.6612 | 0 | 0 | 0
| 0 |  |  |  |  | 0 | 0 | 0.0187 | 0 | 0.6612 | 0 | 0 | 0
| 0 |  |  |  |  | 0 | 0 | 0.0187 | 0 | 0.6612 | 0 | 0 | 0
| 0 |  |  |  |  | 0 | 0 | 0.0187 | 0 | 0.6612 | 0 | 0 | 0
| 0 |  |  |  |  | 0 | 0 | 0.0187 | 0 | 0.6612 | 0 | 0 | 0
| 0 |  |  |  |  | 0 | 0 | 0.0187 | 0 | 0.6612 | 0 | 0 | 0
| 0 |  |  |  |  | 0 | 0 | 0.0187 | 0 | 0.6612 | 0 | 0 | 0
| 0 |  |  |  |  | 0 | 0 | 0.0187 | 0 | 0.6612 | 0 | 0 | 0
| 0 |  |  |  |  | 0 | 0 | 0.0187 | 0 | 0.6612 | 0 | 0 | 0
| 0 |  |  |  |  | 0 | 0 | 0.0187 | 0 | 0.6612 | 0 | 0 | 0
| 0 |  |  |  |  | 0 | 0 | 0.0187 | 0 | 0.6612 | 0 | 0 | 0
| 0 |  |  |  |  | 0 | 0 | 0.0187 | 0 | 0.6612 | 0 | 0 | 0
| 0 |  |  |  |  | 0 | 0 | 0.0187 | 0 | 0.6612 | 0 | 0 | 0
| 0 |  |  |  |  | 0 | 0 | 0.0187 | 0 | 0.6612 | 0 | 0 | 0
| 0 |  |  |  |  | 0 | 0 | 0.0187 | 0 | 0.6612 | 0 | 0 | 0
| 0 |  |  |  |  | 0 | 0 | 0.0187 | 0 | 0.6612 | 0 | 0 | 0
| 0 |  |  |  |  | 0 | 0 | 0.0187 | 0 | 0.6612 | 0 | 0 | 0
| 0 |  |  |  |  | 0 | 0 | 0.0187 | 0 | 0.6612 | 0 | 0 | 0
| 0 |  |  |  |  | 0 | 0 | 0.0187 | 0 | 0.6612 | 0 | 0 | 0
| 0 |  |  |  |  | 0 | 0 | 0.0187 | 0 | 0.6612 | 0 | 0 | 0
| 0 |  |  |  |  | 0 | 0 | 0.0187 | 0 | 0.6612 | 0 | 0 | 0
| 0 |  |  |  |  | 0 | 0 | 0.0187 | 0 | 0.6612 | 0 | 0 | 0
| 0 |  |  |  |  | 0 | 0 | 0.0187 | 0 | 0.6612 | 0 | 0 | 0
| 0 |  |  |  |  | 0 | 0 | 0.0187 | 0 | 0.6612 | 0 | 0 | 0
| 0 |  |  |  |  | 0 | 0 | 0.0187 | 0 | 0.6612 | 0 | 0 | 0
| 0 |  |  |  |  | 0 | 0 | 0.0187 | 0 | 0.6612 | 0 | 0 | 0
| 0 |  |  |  |  | 0 | 0 | 0.0187 | 0 | 0.6612 | 0 | 0 | 0
| 0 |  |  |  |  | 0 | 0 | 0.0187 | 0 | 0.6612 | 0 | 0 | 0
| 0 |  |  |  |  | 0 | 0 | 0.0187 | 0 | 0.6612 | 0 | 0 | 0
| 0 |  |  |  |  | 0 | 0 | 0.0187 | 0 | 0.6612 | 0 | 0 | 0
| 0 |  |  |  |  | 0 | 0 | 0.0187 | 0 | 0.6612 | 0 | 0 | 0
| 0 |  |  |  |  | 0 | 0 | 0.0187 | 0 | 0.6612 | 0 | 0 | 0
| 0 |  |  |  |  | 0 | 0 | 0.0187 | 0 | 0.6612 | 0 | 0 | 0
| 0 |  |  |  |  | 0 | 0 | 0.0187 | 0 | 0.6612 | 0 | 0 | 0
| 0 |  |  |  |  | 0 | 0 | 0.0187 | 0 | 0.6612 | 0 | 0 | 0
| 0 |  |  |  |  | 0 | 0 | 0.0187 | 0 | 0.6612 | 0 | 0 | 0
| 0 |  |  |  |  | 0 | 0 | 0.0187 | 0 | 0.6612 | 0 | 0 | 0
| 0 |  |  |  |  | 0 | 0 | 0.0187 | 0 | 0.6612 | 0 | 0 | 0
| 0 |  |  |  |  | 0 | 0 | 0.0187 | 0 | 0.6612 | 0 | 0 | 0
| 0 |  |  |  |  | 0 | 0 | 0.0187 | 0 | 0.6612 | 0 | 0 | 0
| 0 |  |  |  |  | 0 | 0 | 0.0187 | 0 | 0.6612 | 0 | 0 | 0
| 0 |  |  |  |  | 0 | 0 | 0.0187 | 0 | 0.6612 | 0 | 0 | 0
| 0 |  |  |  |  | 0 | 0 | 0.0187 | 0 | 0.6612 | 0 | 0 | 0
| 0 |  |  |  |  | 0 | 0 | 0.0187 | 0 | 0.6612 | 0 | 0 | 0
| 0 |  |  |  |  | 0 | 0 | 0.0187 | 0 | 0.6612 | 0 | 0 | 0
| 0 |  |  |  |  | 0 | 0 | 0.0187 | 0 | 0.6612 | 0 | 0 | 0
| 0 |  |  |  |  | 0 | 0 | 0.0187 | 0 | 0.6612 | 0 | 0 | 0
| 0 |  |  |  |  | 0 | 0 | 0.0187 | 0 | 0.6612 | 0 | 0 | 0
| 0 |  |  |  |  | 0 | 0 | 0.0187 | 0 | 0.6612 | 0 | 0 | 0
| 0 |  |  |  |  | 0 | 0 | 0.0187 | 0 | 0.6612 | 0 | 0 | 0
| 0 |  |  |  |  | 0 | 0 | 0.0187 | 0 | 0.6612 | 0 | 0 | 0
| 0 |  |  |  |  | 0 | 0 | 0.0187 | 0 | 0.6612 | 0 | 0 | 0
| 0 |  |  |  |  | 0 | 0 | 0.0187 | 0 | 0.6612 | 0 | 0 | 0
| 0 |  |  |  |  | 0 | 0 | 0.0187 | 0 | 0.6612 | 0 | 0 | 0
| 0 |  |  |  |  | 0 | 0 | 0.0187 | 0 | 0.6612 | 0 | 0 | 0
| 0 |  |  |  |  | 0 | 0 | 0.0187 | 0 | 0.6612 | 0 | 0 | 0
| 0 |  |  |  |  | 0 | 0 | 0.0187 | 0 | 0.6612 | 0 | 0 | 0
| 0 |  |  |  |  | 0 | 0 | 0.0187 | 0 | 0.6612 | 0 | 0 | 0
| 0 |  |  |  |  | 0 | 0 | 0.0187 | 0 | 0.6612 | 0 | 0 | 0
| 0 |  |  |  |  | 0 | 0 | 0.0187 | 0 | 0.6612 | 0 | 0 | 0
| 0 |  |  |  |  | 0 | 0 | 0.0187 | 0 | 0.6612 | 0 | 0 | 0
| 0 |  |  |  |  | 0 | 0 | 0.0187 | 0 | 0.6612 | 0 | 0 | 0
| 0 |  |  |  |  | 0 | 0 | 0.0187 | 0 | 0.6612 | 0 | 0 | 0
| 0 |  |  |  |  | 0 | 0 | 0.0187 | 0 | 0.6612 | 0 | 0 | 0
| 0 |  |  |  |  | 0 | 0 | 0.0187 | 0 | 0.6612 | 0 | 0 | 0
| 0 |  |  |  |  | 0 | 0 | 0.0187 | 0 | 0.6612 | 0 | 0 | 0
| 0 |  |  |  |  | 0 | 0 | 0.0187 | 0 | 0.6612 | 0 | 0 | 0
| 0 |  |  |  |  | 0 | 0 | 0.0187 | 0 | 0.6612 | 0 | 0 | 0
| 0 |  |  |  |  | 0 | 0 | 0.0187 | 0 | 0.6612 | 0 | 0 | 0
| 0 |  |  |  |  | 0 | 0 | 0.0187 | 0 | 0.6612 | 0 | 0 | 0
| 0 |  |  |  |  | 0 | 0 | 0.0187 | 0 | 0.6612 | 0 | 0 | 0
| 0 |  |  |  |  | 0 | 0 | 0.0187 | 0 | 0.6612 | 0 | 0 | 0
| 0 |  |  |  |  | 0 | 0 | 0.0187 | 0 | 0.6612 | 0 | 0 | 0
| 0 |  |  |  |  | 0 | 0 | 0.0187 | 0 | 0.6612 | 0 | 0 | 0
| 0 |  |  |  |  | 0 | 0 | 0.0187 | 0 | 0.6612 | 0 | 0 | 0
| 0 |  |  |  |  | 0 | 0 | 0.0187 | 0 | 0.6612 | 0 | 0 | 0
| 0 |  |  |  |  | 0 | 0 | 0.0187 | 0 | 0.6612 | 0 | 0 | 0
| 0 |  |  |  |  | 0 | 0 | 0.0187 | 0 | 0.6612 | 0 | 0 | 0
| 0 |  |  |  |  | 0 | 0 | 0.0187 | 0 | 0.6612 | 0 | 0 | 0
| 0 |  |  |  |  | 0 | 0 | 0.0187 | 0 | 0.6612 | 0 | 0 | 0
| 0 |  |  |  |  | 0 | 0 | 0.0187 | 0 | 0.6612 | 0 | 0 | 0
| 0 |  |  |  |  | 0 | 0 | 0.0187 | 0 | 0.6612 | 0 | 0 | 0
| 0 |  |  |  |  | 0 | 0 | 0.0187 | 0 | 0.6612 | 0 | 0 | 0
| 0 |  |  |  |  | 0 | 0 | 0.0187 | 0 | 0.6612 | 0 | 0 | 0
| 0 |  |  |  |  | 0 | 0 | 0.0187 | 0 | 0.6612 | 0 | 0 | 0
| 0 |  |  |  |  | 0 | 0 | 0.0187 | 0 | 0.6612 | 0 | 0 | 0
| 0 |  |  |  |  | 0 | 0 | 0.0187 | 0 | 0.6612 | 0 | 0 | 0
| 0 |  |  |  |  | 0 | 0 | 0.0187 | 0 | 0.6612 | 0 | 0 | 0
| 0 |  |  |  |  | 0 | 0 | 0.0187 | 0 | 0.6612 | 0 | 0 | 0
| 0 |  |  |  |  | 0 | 0 | 0.0187 | 0 | 0.6612 | 0 | 0 | 0
| 0 |  |  |  |  | 0 | 0 | 0.0187 | 0 | 0.6612 | 0 | 0 | 0
| 0 |  |  |  |  | 0 | 0 | 0.0187 | 0 | 0.6612 | 0 | 0 | 0
| 0 |  |  |  |  | 0 | 0 | 0.0187 | 0 | 0.6612 | 0 | 0 | 0
| 0 |  |  |  |  | 0 | 0 | 0.0187 | 0 | 0.6612 | 0 | 0 | 0
| 0 |  |  |  |  | 0 | 0 | 0.0187 | 0 | 0.6612 | 0 | 0 | 0
| 0 |  |  |  |  | 0 | 0 | 0.0187 | 0 | 0.6612 | 0 | 0 | 0
| 0 |  |  |  |  | 0 | 0 | 0.0187 | 0 | 0.6612 | 0 | 0 | 0
| 0 |  |  |  |  | 0 | 0 | 0.0187 | 0 | 0.6612 | 0 | 0 | 0
| 0 |  |  |  |  | 0 | 0 | 0.0187 | 0 | 0.6612 | 0 | 0 | 0
| 0 |  |  |  |  | 0 | 0 | 0.0187 | 0 | 0.6612 | 0 | 0 | 0
| 0 |  |  |  |  | 0 | 0 | 0.0187 | 0 | 0.6612 | 0 | 0 | 0
| 0 |  |  |  |  | 0 | 0 | 0.0187 | 0 | 0.6612 | 0 | 0 | 0
| 0 |  |  |  |  | 0 | 0 | 0.0187 | 0 | 0.6612 | 0 | 0 | 0
| 0 |  |  |  |  | 0 | 0 | 0.0187 | 0 | 0.6612 | 0 | 0 | 0
| 0 |  |  |  |  | 0 | 0 | 0.0187 | 0 | 0.6612 | 0 | 0 | 0
| 0 |  |  |  |  | 0 | 0 | 0.0187 | 0 | 0.6612 | 0 | 0 | 0
| 0 |  |  |  |  | 0 | 0 | 0.0187 | 0 | 0.6612 | 0 | 0 | 0
| 0 |  |  |  |  | 0 | 0 | 0.0187 | 0 | 0.6612 | 0 | 0 | 0
| 0 |  |  |  |  | 0 | 0 | 0.0187 | 0 | 0.6612 | 0 | 0 | 0
| 0 |  |  |  |  | 0 | 0 | 0.0187 | 0 | 0.6612 | 0 | 0 | 0
| 0 |  |  |  |  | 0 | 0 | 0.0187 | 0 | 0.6612 | 0 | 0 | 0
| 0 |  |  |  |  | 0 | 0 | 0.0187 | 0 | 0.6612 | 0 | 0 | 0
| 0 |  |  |  |  | 0 | 0 | 0.0187 | 0 | 0.6612 | 0 | 0 | 0
| 0 |  |  |  |  | 0 | 0 | 0.0187 | 0 | 0.6612 | 0 | 0 | 0
| 0 |  |  |  |  | 0 | 0 | 0.0187 | 0 | 0.6612 | 0 | 0 | 0
| 0 |  |  |  |  | 0 | 0 | 0.0187 | 0 | 0.6612 | 0 | 0 | 0
| 0 |  |  |  |  | 0 | 0 | 0.0187 | 0 | 0.6612 | 0 | 0 | 0
| 0 |  |  |  |  | 0 | 0 | 0.0187 | 0 | 0.6612 | 0 | 0 | 0
| 0 |  |  |  |  | 0 | 0 | 0.0187 | 0 | 0.6612 | 0 | 0 | 0
| 0 |  |  |  |  | 0 | 0 | 0.0187 | 0 | 0.6612 | 0 | 0 | 0
| 0 |  |  |  |  | 0 | 0 | 0.0187 | 0 | 0.6612 | 0 | 0 | 0
| 0 |  |  |  |  | 0 | 0 | 0.0187 | 0 | 0.6612 | 0 | 0 | 0
| 0 |  |  |  |  | 0 | 0 | 0.0187 | 0 | 0.6612 | 0 | 0 | 0
| 0 |  |  |  |  | 0 | 0 | 0.0187 | 0 | 0.6612 | 0 | 0 | 0
| 0 |  |  |  |  | 0 | 0 | 0.0187 | 0 | 0.6612 | 0 | 0 | 0
| 0 |  |  |  |  | 0 | 0 | 0.0187 | 0 | 0.6612 | 0 | 0 | 0
| 0 |  |  |  |  | 0 | 0 | 0.0187 | 0 | 0.6612 | 0 | 0 | 0
| 0 |  |  |  |  | 0 | 0 | 0.0187 | 0 | 0.6612 | 0 | 0 | 0
| 0 |  |  |  |  | 0 | 0 | 0.0187 | 0 | 0.6612 | 0 | 0 | 0
| 0 |  |  |  |  | 0 | 0 | 0.0187 | 0 | 0.6612 | 0 | 0 | 0
| 0 |  |  |  |  | 0 | 0 | 0.0187 | 0 | 0.6612 | 0 | 0 | 0
| 0 |  |  |  |  | 0 | 0 | 0.0187 | 0 | 0.6612 | 0 | 0 | 0
| 0 |  |  |  |  | 0 | 0 | 0.0187 | 0 | 0.6612 | 0 | 0 | 0
| 0 |  |  |  |  | 0 | 0 | 0.0187 | 0 | 0.6612 | 0 | 0 | 0
| 0 |  |  |  |  | 0 | 0 | 0.0187 | 0 | 0.6612 | 0 | 0 | 0
| 0 |  |  |  |  | 0 | 0 | 0.0187 | 0 | 0.6612 | 0 | 0 | 0
| 0 |  |  |  |  | 0 | 0 | 0.0187 | 0 | 0.6612 | 0 | 0 | 0
| 0 |  |  |  |  | 0 | 0 | 0.0187 | 0 | 0.6612 | 0 | 0 | 0
| 0 |  |  |  |  | 0 | 0 | 0.0187 | 0 | 0.6612 | 0 | 0 | 0
| 0 |  |  |  |  | 0 | 0 | 0.0187 | 0 | 0.6612 | 0 | 0 | 0
| 0 |  |  |  |  | 0 | 0 | 0.0187 | 0 | 0.6612 | 0 | 0 | 0
| 0 |  |  |  |  | 0 | 0 | 0.0187 | 0 | 0.6612 | 0 | 0 | 0
| 0 |  |  |  |  | 0 | 0 | 0.0187 | 0 | 0.6612 | 0 | 0 | 0
| 0 |  |  |  |  | 0 | 0 | 0.0187 | 0 | 0.6612 | 0 | 0 | 0
| 0 |  |  |  |  | 0 | 0 | 0.0187 | 0 | 0.6612 | 0 | 0 | 0
| 0 |  |  |  |  | 0 | 0 | 0.0187 | 0 | 0.6612 | 0 | 0 | 0
| 0 |  |  |  |  | 0 | 0 | 0.0187 | 0 | 0.6612 | 0 | 0 | 0
| 0 |  |  |  |  | 0 | 0 | 0.0187 | 0 | 0.6612 | 0 | 0 | 0
| 0 |  |  |  |  | 0 | 0 | 0.0187 | 0 | 0.6612 | 0 | 0 | 0
| 0 |  |  |  |  | 0 | 0 | 0.0187 | 0 | 0.6612 | 0 | 0 | 0
| 0 |  |  |  |  | 0 | 0 | 0.0187 | 0 | 0.6612 | 0 | 0 | 0
| 0 |  |  |  |  | 0 | 0 | 0.0187 | 0 | 0.6612 | 0 | 0 | 0
| 0 |  |  |  |  | 0 | 0 | 0.0187 | 0 | 0.6612 | 0 | 0 | 0
| 0 |  |  |  |  | 0 | 0 | 0.0187 | 0 | 0.6612 | 0 | 0 | 0
| 0 |  |  |  |  | 0 | 0 | 0.0187 | 0 | 0.6612 | 0 | 0 | 0
| 0 |  |  |  |  | 0 | 0 | 0.0187 | 0 | 0.6612 | 0 | 0 | 0
| 0 |  |  |  |  | 0 | 0 | 0.0187 | 0 | 0.6612 | 0 | 0 | 0
| 0 |  |  |  |  | 0 | 0 | 0.0187 | 0 | 0.6612 | 0 | 0 | 0
| 0 |  |  |  |  | 0 | 0 | 0.0187 | 0 | 0.6612 | 0 | 0 | 0
| 0 |  |  |  |  | 0 | 0 | 0.0187 | 0 | 0.6612 | 0 | 0 | 0
| 0 |  |  |  |  | 0 | 0 | 0.0187 | 0 | 0.6612 | 0 | 0 | 0
| 0 |  |  |  |  | 0 | 0 | 0.0187 | 0 | 0.6612 | 0 | 0 | 0
| 0 |  |  |  |  | 0 | 0 | 0.0187 | 0 | 0.6612 | 0 | 0 | 0
| 0 |  |  |  |  | 0 | 0 | 0.0187 | 0 | 0.6612 | 0 | 0 | 0
| 0 |  |  |  |  | 0 | 0 | 0.0187 | 0 | 0.6612 | 0 | 0 | 0
| 0 |  |  |  |  | 0 | 0 | 0.0187 | 0 | 0.6612 | 0 | 0 | 0
| 0 |  |  |  |  | 0 | 0 | 0.0187 | 0 | 0.6612 | 0 | 0 | 0
| 0 |  |  |  |  | 0 | 0 | 0.0187 | 0 | 0.6612 | 0 | 0 | 0
| 0 |  |  |  |  | 0 | 0 | 0.0187 | 0 | 0.6612 | 0 | 0 | 0
| 0 |  |  |  |  | 0 | 0 | 0.0187 | 0 | 0.6612 | 0 | 0 | 0
| 0 |  |  |  |  | 0 | 0 | 0.0187 | 0 | 0.6612 | 0 | 0 | 0
| 0 |  |  |  |  | 0 | 0 | 0.0187 | 0 | 0.6612 | 0 | 0 | 0
| 0 |  |  |  |  | 0 | 0 | 0.0187 | 0 | 0.6612 | 0 | 0 | 0
| 0 |  |  |  |  | 0 | 0 | 0.0187 | 0 | 0.6612 | 0 | 0 | 0
| 0 |  |  |  |  | 0 | 0 | 0.0187 | 0 | 0.6612 | 0 | 0 | 0
| 0 |  |  |  |  | 0 | 0 | 0.0187 | 0 | 0.6612 | 0 | 0 | 0
| 0 |  |  |  |  | 0 | 0 | 0.0187 | 0 | 0.6612 | 0 | 0 | 0
| 0 |  |  |  |  | 0 | 0 | 0.0187 | 0 | 0.6612 | 0 | 0 | 0
| 0 |  |  |  |  | 0 | 0 | 0.0187 | 0 | 0.6612 | 0 | 0 | 0
| 0 |  |  |  |  | 0 | 0 | 0.0187 | 0 | 0.6612 | 0 | 0 | 0
| 0 |  |  |  |  | 0 | 0 | 0.0187 | 0 | 0.6612 | 0 | 0 | 0
| 0 |  |  |  |  | 0 | 0 | 0.0187 | 0 | 0.6612 | 0 | 0 | 0
| 0 |  |  |  |  | 0 | 0 | 0.0187 | 0 | 0.6612 | 0 | 0 | 0
| 0 |  |  |  |  | 0 | 0 | 0.0187 | 0 | 0.6612 | 0 | 0 | 0
| 0 |  |  |  |  | 0 | 0 | 0.0187 | 0 | 0.6612 | 0 | 0 | 0
| 0 |  |  |  |  | 0 | 0 | 0.0187 | 0 | 0.6612 | 0 | 0 | 0
| 0 |  |  |  |  | 0 | 0 | 0.0187 | 0 | 0.6612 | 0 | 0 | 0
| 0 |  |  |  |  | 0 | 0 | 0.0187 | 0 | 0.6612 | 0 | 0 | 0
| 0 |  |  |  |  | 0 | 0 | 0.0187 | 0 | 0.6612 | 0 | 0 | 0
| 0 |  |  |  |  | 0 | 0 | 0.0187 | 0 | 0.6612 | 0 | 0 | 0
| 0 |  |  |  |  | 0 | 0 | 0.0187 | 0 | 0.6612 | 0 | 0 | 0
| 0 |  |  |  |  | 0 | 0 | 0.0187 | 0 | 0.6612 | 0 | 0 | 0
| 0 |  |  |  |  | 0 | 0 | 0.0187 | 0 | 0.6612 | 0 | 0 | 0
| 0 |  |  |  |  | 0 | 0 | 0.0187 | 0 | 0.6612 | 0 | 0 | 0
| 0 |  |  |  |  | 0 | 0 | 0.0187 | 0 | 0.6612 | 0 | 0 | 0
| 0 |  |  |  |  | 0 | 0 | 0.0187 | 0 | 0.6612 | 0 | 0 | 0
| 0 |  |  |  |  | 0 | 0 | 0.0187 | 0 | 0.6612 | 0 | 0 | 0
| 0 |  |  |  |  | 0 | 0 | 0.0187 | 0 | 0.6612 | 0 | 0 | 0
| 0 |  |  |  |  | 0 | 0 | 0.0187 | 0 | 0.6612 | 0 | 0 | 0
| 0 |  |  |  |  | 0 | 0 | 0.0187 | 0 | 0.6612 | 0 | 0 | 0
| 0 |  |  |  |  | 0 | 0 | 0.0187 | 0 | 0.6612 | 0 | 0 | 0
| 0 |  |  |  |  | 0 | 0 | 0.0187 | 0 | 0.6612 | 0 | 0 | 0
| 0 |  |  |  |  | 0 | 0 | 0.0187 | 0 | 0.6612 | 0 | 0 | 0
| 0 |  |  |  |  | 0 | 0 | 0.0187 | 0 | 0.6612 | 0 | 0 | 0
| 0 |  |  |  |  | 0 | 0 | 0.0187 | 0 | 0.6612 | 0 | 0 | 0
| 0 |  |  |  |  | 0 | 0 | 0.0187 | 0 | 0.6612 | 0 | 0 | 0
| 0 |  |  |  |  | 0 | 0 | 0.0187 | 0 | 0.6612 | 0 | 0 | 0
| 0 |  |  |  |  | 0 | 0 | 0.0187 | 0 | 0.6612 | 0 | 0 | 0
| 0 |  |  |  |  | 0 | 0 | 0.0187 | 0 | 0.6612 | 0 | 0 | 0
| 0 |  |  |  |  | 0 | 0 | 0.0187 | 0 | 0.6612 | 0 | 0 | 0
| 0 |  |  |  |  | 0 | 0 | 0.0187 | 0 | 0.6612 | 0 | 0 | 0
| 0 |  |  |  |  | 0 | 0 | 0.0187 | 0 | 0.6612 | 0 | 0 | 0
| 0 |  |  |  |  | 0 | 0 | 0.0187 | 0 | 0.6612 | 0 | 0 | 0
| 0 |  |  |  |  | 0 | 0 | 0.0187 | 0 | 0.6612 | 0 | 0 | 0
| 0 |  |  |  |  | 0 | 0 | 0.0187 | 0 | 0.6612 | 0 | 0 | 0
| 0 |  |  |  |  | 0 | 0 | 0.0187 | 0 | 0.6612 | 0 | 0 | 0
| 0 |  |  |  |  | 0 | 0 | 0.0187 | 0 | 0.6612 | 0 | 0 | 0
| 0 |  |  |  |  | 0 | 0 | 0.0187 | 0 | 0.6612 | 0 | 0 | 0
| 0 |  |  |  |  | 0 | 0 | 0.0187 | 0 | 0.6612 | 0 | 0 | 0
| 0 |  |  |  |  | 0 | 0 | 0.0187 | 0 | 0.6612 | 0 | 0 | 0
| 0 |  |  |  |  | 0 | 0 | 0.0187 | 0 | 0.6612 | 0 | 0 | 0
| 0 |  |  |  |  | 0 | 0 | 0.0187 | 0 | 0.6612 | 0 | 0 | 0
| 0 |  |  |  |  | 0 | 0 | 0.0187 | 0 | 0.6612 | 0 | 0 | 0
| 0 |  |  |  |  | 0 | 0 | 0.0187 | 0 | 0.6612 | 0 | 0 | 0
| 0 |  |  |  |  | 0 | 0 | 0.0187 | 0 | 0.6612 | 0 | 0 | 0
| 0 |  |  |  |  | 0 | 0 | 0.0187 | 0 | 0.6612 | 0 | 0 | 0
| 0 |  |  |  |  | 0 | 0 | 0.0187 | 0 | 0.6612 | 0 | 0 | 0
| 0 |  |  |  |  | 0 | 0 | 0.0187 | 0 | 0.6612 | 0 | 0 | 0
| 0 |  |  |  |  | 0 | 0 | 0.0187 | 0 | 0.6612 | 0 | 0 | 0
| 0 |  |  |  |  | 0 | 0 | 0.0187 | 0 | 0.6612 | 0 | 0 | 0
| 0 |  |  |  |  | 0 | 0 | 0.0187 | 0 | 0.6612 | 0 | 0 | 0
| 0 |  |  |  |  | 0 | 0 | 0.0187 | 0 | 0.6612 | 0 | 0 | 0
| 0 |  |  |  |  | 0 | 0 | 0.0187 | 0 | 0.6612 | 0 | 0 | 0
| 0 |  |  |  |  | 0 | 0 | 0.0187 | 0 | 0.6612 | 0 | 0 | 0
| 0 |  |  |  |  | 0 | 0 | 0.0187 | 0 | 0.6612 | 0 | 0 | 0
| 0 |  |  |  |  | 0 | 0 | 0.0187 | 0 | 0.6612 | 0 | 0 | 0
| 0 |  |  |  |  | 0 | 0 | 0.0187 | 0 | 0.6612 | 0 | 0 | 0
| 0 |  |  |  |  | 0 | 0 | 0.0187 | 0 | 0.6612 | 0 | 0 | 0
| 0 |  |  |  |  | 0 | 0 | 0.0187 | 0 | 0.6612 | 0 | 0 | 0
| 0 |  |  |  |  | 0 | 0 | 0.0187 | 0 | 0.6612 | 0 | 0 | 0
| 0 |  |  |  |  | 0 | 0 | 0.0187 | 0 | 0.6612 | 0 | 0 | 0
| 0 |  |  |  |  | 0 | 0 | 0.0187 | 0 | 0.6612 | 0 | 0 | 0
| 0 |  |  |  |  | 0 | 0 | 0.0187 | 0 | 0.6612 | 0 | 0 | 0
| 0 |  |  |  |  | 0 | 0 | 0.0187 | 0 | 0.6612 | 0 | 0 | 0
| 0 |  |  |  |  | 0 | 0 | 0.0187 | 0 | 0.6612 | 0 | 0 | 0
| 0 |  |  |  |  | 0 | 0 | 0.0187 | 0 | 0.6612 | 0 | 0 | 0
| 0 |  |  |  |  | 0 | 0 | 0.0187 | 0 | 0.6612 | 0 | 0 | 0
| 0 |  |  |  |  | 0 | 0 | 0.0187 | 0 | 0.6612 | 0 | 0 | 0
| 0 |  |  |  |  | 0 | 0 | 0.0187 | 0 | 0.6612 | 0 | 0 | 0
| 0 |  |  |  |  | 0 | 0 | 0.0187 | 0 | 0.6612 | 0 | 0 | 0
| 0 |  |  |  |  | 0 | 0 | 0.0187 | 0 | 0.6612 | 0 | 0 | 0
| 0 |  |  |  |  | 0 | 0 | 0.0187 | 0 | 0.6612 | 0 | 0 | 0
| 0 |  |  |  |  | 0 | 0 | 0.0187 | 0 | 0.6612 | 0 | 0 | 0
| 0 |  |  |  |  | 0 | 0 | 0.0187 | 0 | 0.6612 | 0 | 0 | 0
| 0 |  |  |  |  | 0 | 0 | 0.0187 | 0 | 0.6612 | 0 | 0 | 0
| 0 |  |  |  |  | 0 | 0 | 0.0187 | 0 | 0.6612 | 0 | 0 | 0
| 0 |  |  |  |  | 0 | 0 | 0.0187 | 0 | 0.6612 | 0 | 0 | 0
| 0 |  |  |  |  | 0 | 0 | 0.0187 | 0 | 0.6612 | 0 | 0 | 0
| 0 |  |  |  |  | 0 | 0 | 0.0187 | 0 | 0.6612 | 0 | 0 | 0
| 0 |  |  |  |  | 0 | 0 | 0.0187 | 0 | 0.6612 | 0 | 0 | 0
| 0 |  |  |  |  | 0 | 0 | 0.0187 | 0 | 0.6612 | 0 | 0 | 0
| 0 |  |  |  |  | 0 | 0 | 0.0187 | 0 | 0.6612 | 0 | 0 | 0
| 0 |  |  |  |  | 0 | 0 | 0.0187 | 0 | 0.6612 | 0 | 0 | 0
| 0 |  |  |  |  | 0 | 0 | 0.0187 | 0 | 0.6612 | 0 | 0 | 0
| 0 |  |  |  |  | 0 | 0 | 0.0187 | 0 | 0.6612 | 0 | 0 | 0
| 0 |  |  |  |  | 0 | 0 | 0.0187 | 0 | 0.6612 | 0 | 0 | 0
| 0 |  |  |  |  | 0 | 0 | 0.0187 | 0 | 0.6612 | 0 | 0 | 0
| 0 |  |  |  |  | 0 | 0 | 0.0187 | 0 | 0.6612 | 0 | 0 | 0
| 0 |  |  |  |  | 0 | 0 | 0.0187 | 0 | 0.6612 | 0 | 0 | 0
| 0 |  |  |  |  | 0 | 0 | 0.0187 | 0 | 0.6612 | 0 | 0 | 0
| 0 |  |  |  |  | 0 | 0 | 0.0187 | 0 | 0.6612 | 0 | 0 | 0
| 0 |  |  |  |  | 0 | 0 | 0.0187 | 0 | 0.6612 | 0 | 0 | 0
| 0 |  |  |  |  | 0 | 0 | 0.0187 | 0 | 0.6612 | 0 | 0 | 0
| 0 |  |  |  |  | 0 | 0 | 0.0187 | 0 | 0.6612 | 0 | 0 | 0
| 0 |  |  |  |  | 0 | 0 | 0.0187 | 0 | 0.6612 | 0 | 0 | 0
| 0 |  |  |  |  | 0 | 0 | 0.0187 | 0 | 0.6612 | 0 | 0 | 0
| 0 |  |  |  |  | 0 | 0 | 0.0187 | 0 | 0.6612 | 0 | 0 | 0
| 0 |  |  |  |  | 0 | 0 | 0.0187 | 0 | 0.6612 | 0 | 0 | 0
| 0 |  |  |  |  | 0 | 0 | 0.0187 | 0 | 0.6612 | 0 | 0 | 0
| 0 |  |  |  |  | 0 | 0 | 0.0187 | 0 | 0.6612 | 0 | 0 | 0
| 0 |  |  |  |  | 0 | 0 | 0.0187 | 0 | 0.6612 | 0 | 0 | 0
| 0 |  |  |  |  | 0 | 0 | 0.0187 | 0 | 0.6612 | 0 | 0 | 0
| 0 |  |  |  |  | 0 | 0 | 0.0187 | 0 | 0.6612 | 0 | 0 | 0
| 0 |  |  |  |  | 0 | 0 | 0.0187 | 0 | 0.6612 | 0 | 0 | 0
| 0 |  |  |  |  | 0 | 0 | 0.0187 | 0 | 0.6612 | 0 | 0 | 0
| 0 |  |  |  |  | 0 | 0 | 0.0187 | 0 | 0.6612 | 0 | 0 | 0
| 0 |  |  |  |  | 0 | 0 | 0.0187 | 0 | 0.6612 | 0 | 0 | 0
| 0 |  |  |  |  | 0 | 0 | 0.0187 | 0 | 0.6612 | 0 | 0 | 0
| 0 |  |  |  |  | 0 | 0 | 0.0187 | 0 | 0.6612 | 0 | 0 | 0
| 0 |  |  |  |  | 0 | 0 | 0.0187 | 0 | 0.6612 | 0 | 0 | 0
| 0 |  |  |  |  | 0 | 0 | 0.0187 | 0 | 0.6612 | 0 | 0 | 0
| 0 |  |  |  |  | 0 | 0 | 0.0187 | 0 | 0.6612 | 0 | 0 | 0
| 0 |  |  |  |  | 0 | 0 | 0.0187 | 0 | 0.6612 | 0 | 0 | 0
| 0 |  |  |  |  | 0 | 0 | 0.0187 | 0 | 0.6612 | 0 | 0 | 0
| 0 |  |  |  |  | 0 | 0 | 0.0187 | 0 | 0.6612 | 0 | 0 | 0
| 0 |  |  |  |  | 0 | 0 | 0.0187 | 0 | 0.6612 | 0 | 0 | 0
| 0 |  |  |  |  | 0 | 0 | 0.0187 | 0 | 0.6612 | 0 | 0 | 0
| 0 |  |  |  |  | 0 | 0 | 0.0187 | 0 | 0.6612 | 0 | 0 | 0
| 0 |  |  |  |  | 0 | 0 | 0.0187 | 0 | 0.6612 | 0 | 0 | 0
| 0 |  |  |  |  | 0 | 0 | 0.0187 | 0 | 0.6612 | 0 | 0 | 0
| 0 |  |  |  |  | 0 | 0 | 0.0187 | 0 | 0.6612 | 0 | 0 | 0
| 0 |  |  |  |  | 0 | 0 | 0.0187 | 0 | 0.6612 | 0 | 0 | 0
| 0 |  |  |  |  | 0 | 0 | 0.0187 | 0 | 0.6612 | 0 | 0 | 0
| 0 |  |  |  |  | 0 | 0 | 0.0187 | 0 | 0.6612 | 0 | 0 | 0
| 0 |  |  |  |  | 0 | 0 | 0.0187 | 0 | 0.6612 | 0 | 0 | 0
| 0 |  |  |  |  | 0 | 0 | 0.0187 | 0 | 0.6612 | 0 | 0 | 0
| 0 |  |  |  |  | 0 | 0 | 0.0187 | 0 | 0.6612 | 0 | 0 | 0
| 0 |  |  |  |  | 0 | 0 | 0.0187 | 0 | 0.6612 | 0 | 0 | 0
| 0 |  |  |  |  | 0 | 0 | 0.0187 | 0 | 0.6612 | 0 | 0 | 0
| 0 |  |  |  |  | 0 | 0 | 0.0187 | 0 | 0.6612 | 0 | 0 | 0
| 0 |  |  |  |  | 0 | 0 | 0.0187 | 0 | 0.6612 | 0 | 0 | 0
| 0 |  |  |  |  | 0 | 0 | 0.0187 | 0 | 0.6612 | 0 | 0 | 0
| 0 |  |  |  |  | 0 | 0 | 0.0187 | 0 | 0.6612 | 0 | 0 | 0
| 0 |  |  |  |  | 0 | 0 | 0.0187 | 0 | 0.6612 | 0 | 0 | 0
| 0 |  |  |  |  | 0 | 0 | 0.0187 | 0 | 0.6612 | 0 | 0 | 0
| 0 |  |  |  |  | 0 | 0 | 0.0187 | 0 | 0.6612 | 0 | 0 | 0
| 0 |  |  |  |  | 0 | 0 | 0.0187 | 0 | 0.6612 | 0 | 0 | 0
| 0 |  |  |  |  | 0 | 0 | 0.0187 | 0 | 0.6612 | 0 | 0 | 0
| 0 |  |  |  |  | 0 | 0 | 0.0187 | 0 | 0.6612 | 0 | 0 | 0
| 0 |  |  |  |  | 0 | 0 | 0.0187 | 0 | 0.6612 | 0 | 0 | 0
| 0 |  |  |  |  | 0 | 0 | 0.0187 | 0 | 0.6612 | 0 | 0 | 0
| 0 |  |  |  |  | 0 | 0 | 0.0187 | 0 | 0.6612 | 0 | 0 | 0
| 0 |  |  |  |  | 0 | 0 | 0.0187 | 0 | 0.6612 | 0 | 0 | 0
| 0 |  |  |  |  | 0 | 0 | 0.0187 | 0 | 0.6612 | 0 | 0 | 0
| 0 |  |  |  |  | 0 | 0 | 0.0187 | 0 | 0.6612 | 0 | 0 | 0
| 0 |  |  |  |  | 0 | 0 | 0.0187 | 0 | 0.6612 | 0 | 0 | 0
| 0 |  |  |  |  | 0 | 0 | 0.0187 | 0 | 0.6612 | 0 | 0 | 0
| 0 |  |  |  |  | 0 | 0 | 0.0187 | 0 | 0.6612 | 0 | 0 | 0
| 0 |  |  |  |  | 0 | 0 | 0.0187 | 0 | 0.6612 | 0 | 0 | 0
| 0 |  |  |  |  | 0 | 0 | 0.0187 | 0 | 0.6612 | 0 | 0 | 0
| 0 |  |  |  |  | 0 | 0 | 0.0187 | 0 | 0.6612 | 0 | 0 | 0
| 0 |  |  |  |  | 0 | 0 | 0.0187 | 0 | 0.6612 | 0 | 0 | 0
| 0 |  |  |  |  | 0 | 0 | 0.0187 | 0 | 0.6612 | 0 | 0 | 0
| 0 |  |  |  |  | 0 | 0 | 0.0187 | 0 | 0.6612 | 0 | 0 | 0
| 0 |  |  |  |  | 0 | 0 | 0.0187 | 0 | 0.6612 | 0 | 0 | 0
| 0 |  |  |  |  | 0 | 0 | 0.0187 | 0 | 0.6612 | 0 | 0 | 0
| 0 |  |  |  |  | 0 | 0 | 0.0187 | 0 | 0.6612 | 0 | 0 | 0
| 0 |  |  |  |  | 0 | 0 | 0.0187 | 0 | 0.6612 | 0 | 0 | 0
| 0 |  |  |  |  | 0 | 0 | 0.0187 | 0 | 0.6612 | 0 | 0 | 0
| 0 |  |  |  |  | 0 | 0 | 0.0187 | 0 | 0.6612 | 0 | 0 | 0
| 0 |  |  |  |  | 0 | 0 | 0.0187 | 0 | 0.6612 | 0 | 0 | 0
| 0 |  |  |  |  | 0 | 0 | 0.0187 | 0 | 0.6612 | 0 | 0 | 0
| 0 |  |  |  |  | 0 | 0 | 0.0187 | 0 | 0.6612 | 0 | 0 | 0
| 0 |  |  |  |  | 0 | 0 | 0.0187 | 0 | 0.6612 | 0 | 0 | 0
| 0 |  |  |  |  | 0 | 0 | 0.0187 | 0 | 0.6612 | 0 | 0 | 0
| 0 |  |  |  |  | 0 | 0 | 0.0187 | 0 | 0.6612 | 0 | 0 | 0
| 0 |  |  |  |  | 0 | 0 | 0.0187 | 0 | 0.6612 | 0 | 0 | 0
| 0 |  |  |  |  | 0 | 0 | 0.0187 | 0 | 0.6612 | 0 | 0 | 0
| 0 |  |  |  |  | 0 | 0 | 0.0187 | 0 | 0.6612 | 0 | 0 | 0
| 0 |  |  |  |  | 0 | 0 | 0.0187 | 0 | 0.6612 | 0 | 0 | 0
| 0 |  |  |  |  | 0 | 0 | 0.0187 | 0 | 0.6612 | 0 | 0 | 0
| 0 |  |  |  |  | 0 | 0 | 0.0187 | 0 | 0.6612 | 0 | 0 | 0
| 0 |  |  |  |  | 0 | 0 | 0.0187 | 0 | 0.6612 | 0 | 0 | 0
| 0 |  |  |  |  | 0 | 0 | 0.0187 | 0 | 0.6612 | 0 | 0 | 0
| 0 |  |  |  |  | 0 | 0 | 0.0187 | 0 | 0.6612 | 0 | 0 | 0
| 0 |  |  |  |  | 0 | 0 | 0.0187 | 0 | 0.6612 | 0 | 0 | 0
| 0 |  |  |  |  | 0 | 0 | 0.0187 | 0 | 0.6612 | 0 | 0 | 0
| 0 |  |  |  |  | 0 | 0 | 0.0187 | 0 | 0.6612 | 0 | 0 | 0
| 0 |  |  |  |  | 0 | 0 | 0.0187 | 0 | 0.6612 | 0 | 0 | 0
| 0 |  |  |  |  | 0 | 0 | 0.0187 | 0 | 0.6612 | 0 | 0 | 0
| 0 |  |  |  |  | 0 | 0 | 0.0187 | 0 | 0.6612 | 0 | 0 | 0
| 0 |  |  |  |  | 0 | 0 | 0.0187 | 0 | 0.6612 | 0 | 0 | 0
| 0 |  |  |  |  | 0 | 0 | 0.0187 | 0 | 0.6612 | 0 | 0 | 0
| 0 |  |  |  |  | 0 | 0 | 0.0187 | 0 | 0.6612 | 0 | 0 | 0
| 0 |  |  |  |  | 0 | 0 | 0.0187 | 0 | 0.6612 | 0 | 0 | 0
| 0 |  |  |  |  | 0 | 0 | 0.0187 | 0 | 0.6612 | 0 | 0 | 0
| 0 |  |  |  |  | 0 | 0 | 0.0187 | 0 | 0.6612 | 0 | 0 | 0
| 0 |  |  |  |  | 0 | 0 | 0.0187 | 0 | 0.6612 | 0 | 0 | 0
| 0 |  |  |  |  | 0 | 0 | 0.0187 | 0 | 0.6612 | 0 | 0 | 0
| 0 |  |  |  |  | 0 | 0 | 0.0187 | 0 | 0.6612 | 0 | 0 | 0
| 0 |  |  |  |  | 0 | 0 | 0.0187 | 0 | 0.6612 | 0 | 0 | 0
| 0 |  |  |  |  | 0 | 0 | 0.0187 | 0 | 0.6612 | 0 | 0 | 0
| 0 |  |  |  |  | 0 | 0 | 0.0187 | 0 | 0.6612 | 0 | 0 | 0
| 0 |  |  |  |  | 0 | 0 | 0.0187 | 0 | 0.6612 | 0 | 0 | 0
| 0 |  |  |  |  | 0 | 0 | 0.0187 | 0 | 0.6612 | 0 | 0 | 0
| 0 |  |  |  |  | 0 | 0 | 0.0187 | 0 | 0.6612 | 0 | 0 | 0
| 0 |  |  |  |  | 0 | 0 | 0.0187 | 0 | 0.6612 | 0 | 0 | 0
| 0 |  |  |  |  | 0 | 0 | 0.0187 | 0 | 0.6612 | 0 | 0 | 0
| 0 |  |  |  |  | 0 | 0 | 0.0187 | 0 | 0.6612 | 0 | 0 | 0
| 0 |  |  |  |  | 0 | 0 | 0.0187 | 0 | 0.6612 | 0 | 0 | 0
| 0 |  |  |  |  | 0 | 0 | 0.0187 | 0 | 0.6612 | 0 | 0 | 0
| 0 |  |  |  |  | 0 | 0 | 0.0187 | 0 | 0.6612 | 0 | 0 | 0
| 0 |  |  |  |  | 0 | 0 | 0.0187 | 0 | 0.6612 | 0 | 0 | 0
| 0 |  |  |  |  | 0 | 0 | 0.0187 | 0 | 0.6612 | 0 | 0 | 0
| 0 |  |  |  |  | 0 | 0 | 0.0187 | 0 | 0.6612 | 0 | 0 | 0
| 0 |  |  |  |  | 0 | 0 | 0.0187 | 0 | 0.6612 | 0 | 0 | 0
| 0 |  |  |  |  | 0 | 0 | 0.0187 | 0 | 0.6612 | 0 | 0 | 0
| 0 |  |  |  |  | 0 | 0 | 0.0187 | 0 | 0.6612 | 0 | 0 | 0
| 0 |  |  |  |  | 0 | 0 | 0.0187 | 0 | 0.6612 | 0 | 0 | 0
| 0 |  |  |  |  | 0 | 0 | 0.0187 | 0 | 0.6612 | 0 | 0 | 0
| 0 |  |  |  |  | 0 | 0 | 0.0187 | 0 | 0.6612 | 0 | 0 | 0
| 0 |  |  |  |  | 0 | 0 | 0.0187 | 0 | 0.6612 | 0 | 0 | 0
| 0 |  |  |  |  | 0 | 0 | 0.0187 | 0 | 0.6612 | 0 | 0 | 0
| 0 |  |  |  |  | 0 | 0 | 0.0187 | 0 | 0.6612 | 0 | 0 | 0
| 0 |  |  |  |  | 0 | 0 | 0.0187 | 0 | 0.6612 | 0 | 0 | 0
| 0 |  |  |  |  | 0 | 0 | 0.0187 | 0 | 0.6612 | 0 | 0 | 0
| 0 |  |  |  |  | 0 | 0 | 0.0187 | 0 | 0.6612 | 0 | 0 | 0
| 0 |  |  |  |  | 0 | 0 | 0.0187 | 0 | 0.6612 | 0 | 0 | 0
| 0 |  |  |  |  | 0 | 0 | 0.0187 | 0 | 0.6612 | 0 | 0 | 0
| 0 |  |  |  |  | 0 | 0 | 0.0187 | 0 | 0.6612 | 0 | 0 | 0
| 0 |  |  |  |  | 0 | 0 | 0.0187 | 0 | 0.6612 | 0 | 0 | 0
| 0 |  |  |  |  | 0 | 0 | 0.0187 | 0 | 0.6612 | 0 | 0 | 0
| 0 |  |  |  |  | 0 | 0 | 0.0187 | 0 | 0.6612 | 0 | 0 | 0
| 0 |  |  |  |  | 0 | 0 | 0.0187 | 0 | 0.6612 | 0 | 0 | 0
| 0 |  |  |  |  | 0 | 0 | 0.0187 | 0 | 0.6612 | 0 | 0 | 0
| 0 |  |  |  |  | 0 | 0 | 0.0187 | 0 | 0.6612 | 0 | 0 | 0
| 0 |  |  |  |  | 0 | 0 | 0.0187 | 0 | 0.6612 | 0 | 0 | 0
| 0 |  |  |  |  | 0 | 0 | 0.0187 | 0 | 0.6612 | 0 | 0 | 0
| 0 |  |  |  |  | 0 | 0 | 0.0187 | 0 | 0.6612 | 0 | 0 | 0
| 0 |  |  |  |  | 0 | 0 | 0.0187 | 0 | 0.6612 | 0 | 0 | 0
| 0 |  |  |  |  | 0 | 0 | 0.0187 | 0 | 0.6612 | 0 | 0 | 0
| 0 |  |  |  |  | 0 | 0 | 0.0187 | 0 | 0.6612 | 0 | 0 | 0
| 0 |  |  |  |  | 0 | 0 | 0.0187 | 0 | 0.6612 | 0 | 0 | 0
| 0 |  |  |  |  | 0 | 0 | 0.0187 | 0 | 0.6612 | 0 | 0 | 0
| 0 |  |  |  |  | 0 | 0 | 0.0187 | 0 | 0.6612 | 0 | 0 | 0
| 0 |  |  |  |  | 0 | 0 | 0.0187 | 0 | 0.6612 | 0 | 0 | 0
| 0 |  |  |  |  | 0 | 0 | 0.0187 | 0 | 0.6612 | 0 | 0 | 0
| 0 |  |  |  |  | 0 | 0 | 0.0187 | 0 | 0.6612 | 0 | 0 | 0
| 0 |  |  |  |  | 0 | 0 | 0.0187 | 0 | 0.6612 | 0 | 0 | 0
| 0 |  |  |  |  | 0 | 0 | 0.0187 | 0 | 0.6612 | 0 | 0 | 0
| 0 |  |  |  |  | 0 | 0 | 0.0187 | 0 | 0.6612 | 0 | 0 | 0
| 0 |  |  |  |  | 0 | 0 | 0.0187 | 0 | 0.6612 | 0 | 0 | 0
| 0 |  |  |  |  | 0 | 0 | 0.0187 | 0 | 0.6612 | 0 | 0 | 0
| 0 |  |  |  |  | 0 | 0 | 0.0187 | 0 | 0.6612 | 0 | 0 | 0
| 0 |  |  |  |  | 0 | 0 | 0.0187 | 0 | 0.6612 | 0 | 0 | 0
| 0 |  |  |  |  | 0 | 0 | 0.0187 | 0 | 0.6612 | 0 | 0 | 0
| 0 |  |  |  |  | 0 | 0 | 0.0187 | 0 | 0.6612 | 0 | 0 | 0
| 0 |  |  |  |  | 0 | 0 | 0.0187 | 0 | 0.6612 | 0 | 0 | 0
| 0 |  |  |  |  | 0 | 0 | 0.0187 | 0 | 0.6612 | 0 | 0 | 0
| 0 |  |  |  |  | 0 | 0 | 0.0187 | 0 | 0.6612 | 0 | 0 | 0
| 0 |  |  |  |  | 0 | 0 | 0.0187 | 0 | 0.6612 | 0 | 0 | 0
| 0 |  |  |  |  | 0 | 0 | 0.0187 | 0 | 0.6612 | 0 | 0 | 0
| 0 |  |  |  |  | 0 | 0 | 0.0187 | 0 | 0.6612 | 0 | 0 | 0
| 0 |  |  |  |  | 0 | 0 | 0.0187 | 0 | 0.6612 | 0 | 0 | 0
| 0 |  |  |  |  | 0 | 0 | 0.0187 | 0 | 0.6612 | 0 | 0 | 0
| 0 |  |  |  |  | 0 | 0 | 0.0187 | 0 | 0.6612 | 0 | 0 | 0
| 0 |  |  |  |  | 0 | 0 | 0.0187 | 0 | 0.6612 | 0 | 0 | 0
| 0 |  |  |  |  | 0 | 0 | 0.0187 | 0 | 0.6612 | 0 | 0 | 0
| 0 |  |  |  |  | 0 | 0 | 0.0187 | 0 | 0.6612 | 0 | 0 | 0
| 0 |  |  |  |  | 0 | 0 | 0.0187 | 0 | 0.6612 | 0 | 0 | 0
| 0 |  |  |  |  | 0 | 0 | 0.0187 | 0 | 0.6612 | 0 | 0 | 0
| 0 |  |  |  |  | 0 | 0 | 0.0187 | 0 | 0.6612 | 0 | 0 | 0
| 0 |  |  |  |  | 0 | 0 | 0.0187 | 0 | 0.6612 | 0 | 0 | 0
| 0 |  |  |  |  | 0 | 0 | 0.0187 | 0 | 0.6612 | 0 | 0 | 0
| 0 |  |  |  |  | 0 | 0 | 0.0187 | 0 | 0.6612 | 0 | 0 | 0
| 0 |  |  |  |  | 0 | 0 | 0.0187 | 0 | 0.6612 | 0 | 0 | 0
| 0 |  |  |  |  | 0 | 0 | 0.0187 | 0 | 0.6612 | 0 | 0 | 0
| 0 |  |  |  |  | 0 | 0 | 0.0187 | 0 | 0.6612 | 0 | 0 | 0
| 0 |  |  |  |  | 0 | 0 | 0.0187 | 0 | 0.6612 | 0 | 0 | 0
| 0 |  |  |  |  | 0 | 0 | 0.0187 | 0 | 0.6612 | 0 | 0 | 0
| 0 |  |  |  |  | 0 | 0 | 0.0187 | 0 | 0.6612 | 0 | 0 | 0
| 0 |  |  |  |  | 0 | 0 | 0.0187 | 0 | 0.6612 | 0 | 0 | 0
| 0 |  |  |  |  | 0 | 0 | 0.0187 | 0 | 0.6612 | 0 | 0 | 0
| 0 |  |  |  |  | 0 | 0 | 0.0187 | 0 | 0.6612 | 0 | 0 | 0
| 0 |  |  |  |  | 0 | 0 | 0.0187 | 0 | 0.6612 | 0 | 0 | 0
| 0 |  |  |  |  | 0 | 0 | 0.0187 | 0 | 0.6612 | 0 | 0 | 0
| 0 |  |  |  |  | 0 | 0 | 0.0187 | 0 | 0.6612 | 0 | 0 | 0
| 0 |  |  |  |  | 0 | 0 | 0.0187 | 0 | 0.6612 | 0 | 0 | 0
| 0 |  |  |  |  | 0 | 0 | 0.0187 | 0 | 0.6612 | 0 | 0 | 0
| 0 |  |  |  |  | 0 | 0 | 0.0187 | 0 | 0.6612 | 0 | 0 | 0
| 0 |  |  |  |  | 0 | 0 | 0.0187 | 0 | 0.6612 | 0 | 0 | 0
| 0 |  |  |  |  | 0 | 0 | 0.0187 | 0 | 0.6612 | 0 | 0 | 0
| 0 |  |  |  |  | 0 | 0 | 0.0187 | 0 | 0.6612 | 0 | 0 | 0
| 0 |  |  |  |  | 0 | 0 | 0.0187 | 0 | 0.6612 | 0 | 0 | 0
| 0 |  |  |  |  | 0 | 0 | 0.0187 | 0 | 0.6612 | 0 | 0 | 0
| 0 |  |  |  |  | 0 | 0 | 0.0187 | 0 | 0.6612 | 0 | 0 | 0
| 0 |  |  |  |  | 0 | 0 | 0.0187 | 0 | 0.6612 | 0 | 0 | 0
| 0 |  |  |  |  | 0 | 0 | 0.0187 | 0 | 0.6612 | 0 | 0 | 0
| 0 |  |  |  |  | 0 | 0 | 0.0187 | 0 | 0.6612 | 0 | 0 | 0
| 0 |  |  |  |  | 0 | 0 | 0.0187 | 0 | 0.6612 | 0 | 0 | 0
| 0 |  |  |  |  | 0 | 0 | 0.0187 | 0 | 0.6612 | 0 | 0 | 0
| 0 |  |  |  |  | 0 | 0 | 0.0187 | 0 | 0.6612 | 0 | 0 | 0
| 0 |  |  |  |  | 0 | 0 | 0.0187 | 0 | 0.6612 | 0 | 0 | 0
| 0 |  |  |  |  | 0 | 0 | 0.0187 | 0 | 0.6612 | 0 | 0 | 0
| 0 |  |  |  |  | 0 | 0 | 0.0187 | 0 | 0.6612 | 0 | 0 | 0
| 0 |  |  |  |  | 0 | 0 | 0.0187 | 0 | 0.6612 | 0 | 0 | 0
| 0 |  |  |  |  | 0 | 0 | 0.0187 | 0 | 0.6612 | 0 | 0 | 0
| 0 |  |  |  |  | 0 | 0 | 0.0187 | 0 | 0.6612 | 0 | 0 | 0
| 0 |  |  |  |  | 0 | 0 | 0.0187 | 0 | 0.6612 | 0 | 0 | 0
| 0 |  |  |  |  | 0 | 0 | 0.0187 | 0 | 0.6612 | 0 | 0 | 0
| 0 |  |  |  |  | 0 | 0 | 0.0187 | 0 | 0.6612 | 0 | 0 | 0
| 0 |  |  |  |  | 0 | 0 | 0.0187 | 0 | 0.6612 | 0 | 0 | 0
| 0 |  |  |  |  | 0 | 0 | 0.0187 | 0 | 0.6612 | 0 | 0 | 0
| 0 |  |  |  |  | 0 | 0 | 0.0187 | 0 | 0.6612 | 0 | 0 | 0
| 0 |  |  |  |  | 0 | 0 | 0.0187 | 0 | 0.6612 | 0 | 0 | 0
| 0 |  |  |  |  | 0 | 0 | 0.0187 | 0 | 0.6612 | 0 | 0 | 0
| 0 |  |  |  |  | 0 | 0 | 0.0187 | 0 | 0.6612 | 0 | 0 | 0
| 0 |  |  |  |  | 0 | 0 | 0.0187 | 0 | 0.6612 | 0 | 0 | 0
| 0 |  |  |  |  | 0 | 0 | 0.0187 | 0 | 0.6612 | 0 | 0 | 0
| 0 |  |  |  |  | 0 | 0 | 0.0187 | 0 | 0.6612 | 0 | 0 | 0
| 0 |  |  |  |  | 0 | 0 | 0.0187 | 0 | 0.6612 | 0 | 0 | 0
| 0 |  |  |  |  | 0 | 0 | 0.0187 | 0 | 0.6612 | 0 | 0 | 0
| 0 |  |  |  |  | 0 | 0 | 0.0187 | 0 | 0.6612 | 0 | 0 | 0
| 0 |  |  |  |  | 0 | 0 | 0.0187 | 0 | 0.6612 | 0 | 0 | 0
| 0 |  |  |  |  | 0 | 0 | 0.0187 | 0 | 0.6612 | 0 | 0 | 0
| 0 |  |  |  |  | 0 | 0 | 0.0187 | 0 | 0.6612 | 0 | 0 | 0
| 0 |  |  |  |  | 0 | 0 | 0.0187 | 0 | 0.6612 | 0 | 0 | 0
| 0 |  |  |  |  | 0 | 0 | 0.0187 | 0 | 0.6612 | 0 | 0 | 0
| 0 |  |  |  |  | 0 | 0 | 0.0187 | 0 | 0.6612 | 0 | 0 | 0
| 0 |  |  |  |  | 0 | 0 | 0.0187 | 0 | 0.6612 | 0 | 0 | 0
| 0 |  |  |  |  | 0 | 0 | 0.0187 | 0 | 0.6612 | 0 | 0 | 0
| 0 |  |  |  |  | 0 | 0 | 0.0187 | 0 | 0.6612 | 0 | 0 | 0
| 0 |  |  |  |  | 0 | 0 | 0.0187 | 0 | 0.6612 | 0 | 0 | 0
| 0 |  |  |  |  | 0 | 0 | 0.0187 | 0 | 0.6612 | 0 | 0 | 0
| 0 |  |  |  |  | 0 | 0 | 0.0187 | 0 | 0.6612 | 0 | 0 | 0
| 0 |  |  |  |  | 0 | 0 | 0.0187 | 0 | 0.6612 | 0 | 0 | 0
| 0 |  |  |  |  | 0 | 0 | 0.0187 | 0 | 0.6612 | 0 | 0 | 0
| 0 |  |  |  |  | 0 | 0 | 0.0187 | 0 | 0.6612 | 0 | 0 | 0
| 0 |  |  |  |  | 0 | 0 | 0.0187 | 0 | 0.6612 | 0 | 0 | 0
| 0 |  |  |  |  | 0 | 0 | 0.0187 | 0 | 0.6612 | 0 | 0 | 0
| 0 |  |  |  |  | 0 | 0 | 0.0187 | 0 | 0.6612 | 0 | 0 | 0
| 0 |  |  |  |  | 0 | 0 | 0.0187 | 0 | 0.6612 | 0 | 0 | 0
| 0 |  |  |  |  | 0 | 0 | 0.0187 | 0 | 0.6612 | 0 | 0 | 0
| 0 |  |  |  |  | 0 | 0 | 0.0187 | 0 | 0.6612 | 0 | 0 | 0
| 0 |  |  |  |  | 0 | 0 | 0.0187 | 0 | 0.6612 | 0 | 0 | 0
| 0 |  |  |  |  | 0 | 0 | 0.0187 | 0 | 0.6612 | 0 | 0 | 0
| 0 |  |  |  |  | 0 | 0 | 0.0187 | 0 | 0.6612 | 0 | 0 | 0
| 0 |  |  |  |  | 0 | 0 | 0.0187 | 0 | 0.6612 | 0 | 0 | 0
| 0 |  |  |  |  | 0 | 0 | 0.0187 | 0 | 0.6612 | 0 | 0 | 0
| 0 |  |  |  |  | 0 | 0 | 0.0187 | 0 | 0.6612 | 0 | 0 | 0
| 0 |  |  |  |  | 0 | 0 | 0.0187 | 0 | 0.6612 | 0 | 0 | 0
| 0 |  |  |  |  | 0 | 0 | 0.0187 | 0 | 0.6612 | 0 | 0 | 0
| 0 |  |  |  |  | 0 | 0 | 0.0187 | 0 | 0.6612 | 0 | 0 | 0
| 0 |  |  |  |  | 0 | 0 | 0.0187 | 0 | 0.6612 | 0 | 0 | 0
| 0 |  |  |  |  | 0 | 0 | 0.0187 | 0 | 0.6612 | 0 | 0 | 0
| 0 |  |  |  |  | 0 | 0 | 0.0187 | 0 | 0.6612 | 0 | 0 | 0
| 0 |  |  |  |  | 0 | 0 | 0.0187 | 0 | 0.6612 | 0 | 0 | 0
| 0 |  |  |  |  | 0 | 0 | 0.0187 | 0 | 0.6612 | 0 | 0 | 0
| 0 |  |  |  |  | 0 | 0 | 0.0187 | 0 | 0.6612 | 0 | 0 | 0
| 0 |  |  |  |  | 0 | 0 | 0.0187 | 0 | 0.6612 | 0 | 0 | 0
| 0 |  |  |  |  | 0 | 0 | 0.0187 | 0 | 0.6612 | 0 | 0 | 0
| 0 |  |  |  |  | 0 | 0 | 0.0187 | 0 | 0.6612 | 0 | 0 | 0
| 0 |  |  |  |  | 0 | 0 | 0.0187 | 0 | 0.6612 | 0 | 0 | 0
| 0 |  |  |  |  | 0 | 0 | 0.0187 | 0 | 0.6612 | 0 | 0 | 0
| 0 |  |  |  |  | 0 | 0 | 0.0187 | 0 | 0.6612 | 0 | 0 | 0
| 0 |  |  |  |  | 0 | 0 | 0.0187 | 0 | 0.6612 | 0 | 0 | 0
| 0 |  |  |  |  | 0 | 0 | 0.0187 | 0 | 0.6612 | 0 | 0 | 0
| 0 |  |  |  |  | 0 | 0 | 0.0187 | 0 | 0.6612 | 0 | 0 | 0
| 0 |  |  |  |  | 0 | 0 | 0.0187 | 0 | 0.6612 | 0 | 0 | 0
| 0 |  |  |  |  | 0 | 0 | 0.0187 | 0 | 0.6612 | 0 | 0 | 0
| 0 |  |  |  |  | 0 | 0 | 0.0187 | 0 | 0.6612 | 0 | 0 | 0
| 0 |  |  |  |  | 0 | 0 | 0.0187 | 0 | 0.6612 | 0 | 0 | 0
| 0 |  |  |  |  | 0 | 0 | 0.0187 | 0 | 0.6612 | 0 | 0 | 0
| 0 |  |  |  |  | 0 | 0 | 0.0187 | 0 | 0.6612 | 0 | 0 | 0
| 0 |  |  |  |  | 0 | 0 | 0.0187 | 0 | 0.6612 | 0 | 0 | 0
| 0 |  |  |  |  | 0 | 0 | 0.0187 | 0 | 0.6612 | 0 | 0 | 0
| 0 |  |  |  |  | 0 | 0 | 0.0187 | 0 | 0.6612 | 0 | 0 | 0
| 0 |  |  |  |  | 0 | 0 | 0.0187 | 0 | 0.6612 | 0 | 0 | 0
| 0 |  |  |  |  | 0 | 0 | 0.0187 | 0 | 0.6612 | 0 | 0 | 0
| 0 |  |  |  |  | 0 | 0 | 0.0187 | 0 | 0.6612 | 0 | 0 | 0
| 0 |  |  |  |  | 0 | 0 | 0.0187 | 0 | 0.6612 | 0 | 0 | 0
| 0 |  |  |  |  | 0 | 0 | 0.0187 | 0 | 0.6612 | 0 | 0 | 0
| 0 |  |  |  |  | 0 | 0 | 0.0187 | 0 | 0.6612 | 0 | 0 | 0
| 0 |  |  |  |  | 0 | 0 | 0.0187 | 0 | 0.6612 | 0 | 0 | 0
| 0 |  |  |  |  | 0 | 0 | 0.0187 | 0 | 0.6612 | 0 | 0 | 0
| 0 |  |  |  |  | 0 | 0 | 0.0187 | 0 | 0.6612 | 0 | 0 | 0
| 0 |  |  |  |  | 0 | 0 | 0.0187 | 0 | 0.6612 | 0 | 0 | 0
| 0 |  |  |  |  | 0 | 0 | 0.0187 | 0 | 0.6612 | 0 | 0 | 0
| 0 |  |  |  |  | 0 | 0 | 0.0187 | 0 | 0.6612 | 0 | 0 | 0
| 0 |  |  |  |  | 0 | 0 | 0.0187 | 0 | 0.6612 | 0 | 0 | 0
| 0 |  |  |  |  | 0 | 0 | 0.0187 | 0 | 0.6612 | 0 | 0 | 0
| 0 |  |  |  |  | 0 | 0 | 0.0187 | 0 | 0.6612 | 0 | 0 | 0
| 0 |  |  |  |  | 0 | 0 | 0.0187 | 0 | 0.6612 | 0 | 0 | 0
| 0 |  |  |  |  | 0 | 0 | 0.0187 | 0 | 0.6612 | 0 | 0 | 0
| 0 |  |  |  |  | 0 | 0 | 0.0187 | 0 | 0.6612 | 0 | 0 | 0
| 0 |  |  |  |  | 0 | 0 | 0.0187 | 0 | 0.6612 | 0 | 0 | 0
| 0 |  |  |  |  | 0 | 0 | 0.0187 | 0 | 0.6612 | 0 | 0 | 0
| 0 |  |  |  |  | 0 | 0 | 0.0187 | 0 | 0.6612 | 0 | 0 | 0
| 0 |  |  |  |  | 0 | 0 | 0.0187 | 0 | 0.6612 | 0 | 0 | 0
| 0 |  |  |  |  | 0 | 0 | 0.0187 | 0 | 0.6612 | 0 | 0 | 0
| 0 |  |  |  |  | 0 | 0 | 0.0187 | 0 | 0.6612 | 0 | 0 | 0
| 0 |  |  |  |  | 0 | 0 | 0.0187 | 0 | 0.6612 | 0 | 0 | 0
| 0 |  |  |  |  | 0 | 0 | 0.0187 | 0 | 0.6612 | 0 | 0 | 0
| 0 |  |  |  |  | 0 | 0 | 0.0187 | 0 | 0.6612 | 0 | 0 | 0
| 0 |  |  |  |  | 0 | 0 | 0.0187 | 0 | 0.6612 | 0 | 0 | 0
| 0 |  |  |  |  | 0 | 0 | 0.0187 | 0 | 0.6612 | 0 | 0 | 0
| 0 |  |  |  |  | 0 | 0 | 0.0187 | 0 | 0.6612 | 0 | 0 | 0
| 0 |  |  |  |  | 0 | 0 | 0.0187 | 0 | 0.6612 | 0 | 0 | 0
| 0 |  |  |  |  | 0 | 0 | 0.0187 | 0 | 0.6612 | 0 | 0 | 0
| 0 |  |  |  |  | 0 | 0 | 0.0187 | 0 | 0.6612 | 0 | 0 | 0
| 0 |  |  |  |  | 0 | 0 | 0.0187 | 0 | 0.6612 | 0 | 0 | 0
| 0 |  |  |  |  | 0 | 0 | 0.0187 | 0 | 0.6612 | 0 | 0 | 0
| 0 |  |  |  |  | 0 | 0 | 0.0187 | 0 | 0.6612 | 0 | 0 | 0
| 0 |  |  |  |  | 0 | 0 | 0.0187 | 0 | 0.6612 | 0 | 0 | 0
| 0 |  |  |  |  | 0 | 0 | 0.0187 | 0 | 0.6612 | 0 | 0 | 0
| 0 |  |  |  |  | 0 | 0 | 0.0187 | 0 | 0.6612 | 0 | 0 | 0
| 0 |  |  |  |  | 0 | 0 | 0.0187 | 0 | 0.6612 | 0 | 0 | 0
| 0 |  |  |  |  | 0 | 0 | 0.0187 | 0 | 0.6612 | 0 | 0 | 0
| 0 |  |  |  |  | 0 | 0 | 0.0187 | 0 | 0.6612 | 0 | 0 | 0
| 0 |  |  |  |  | 0 | 0 | 0.0187 | 0 | 0.6612 | 0 | 0 | 0
| 0 |  |  |  |  | 0 | 0 | 0.0187 | 0 | 0.6612 | 0 | 0 | 0
| 0 |  |  |  |  | 0 | 0 | 0.0187 | 0 | 0.6612 | 0 | 0 | 0
| 0 |  |  |  |  | 0 | 0 | 0.0187 | 0 | 0.6612 | 0 | 0 | 0
| 0 |  |  |  |  | 0 | 0 | 0.0187 | 0 | 0.6612 | 0 | 0 | 0
| 0 |  |  |  |  | 0 | 0 | 0.0187 | 0 | 0.6612 | 0 | 0 | 0
| 0 |  |  |  |  | 0 | 0 | 0.0187 | 0 | 0.6612 | 0 | 0 | 0
| 0 |  |  |  |  | 0 | 0 | 0.0187 | 0 | 0.6612 | 0 | 0 | 0
| 0 |  |  |  |  | 0 | 0 | 0.0187 | 0 | 0.6612 | 0 | 0 | 0
| 0 |  |  |  |  | 0 | 0 | 0.0187 | 0 | 0.6612 | 0 | 0 | 0
| 0 |  |  |  |  | 0 | 0 | 0.0187 | 0 | 0.6612 | 0 | 0 | 0
| 0 |  |  |  |  | 0 | 0 | 0.0187 | 0 | 0.6612 | 0 | 0 | 0
| 0 |  |  |  |  | 0 | 0 | 0.0187 | 0 | 0.6612 | 0 | 0 | 0
| 0 |  |  |  |  | 0 | 0 | 0.0187 | 0 | 0.6612 | 0 | 0 | 0
| 0 |  |  |  |  | 0 | 0 | 0.0187 | 0 | 0.6612 | 0 | 0 | 0
| 0 |  |  |  |  | 0 | 0 | 0.0187 | 0 | 0.6612 | 0 | 0 | 0
| 0 |  |  |  |  | 0 | 0 | 0.0187 | 0 | 0.6612 | 0 | 0 | 0
| 0 |  |  |  |  | 0 | 0 | 0.0187 | 0 | 0.6612 | 0 | 0 | 0
| 0 |  |  |  |  | 0 | 0 | 0.0187 | 0 | 0.6612 | 0 | 0 | 0
| 0 |  |  |  |  | 0 | 0 | 0.0187 | 0 | 0.6612 | 0 | 0 | 0
| 0 |  |  |  |  | 0 | 0 | 0.0187 | 0 | 0.6612 | 0 | 0 | 0
| 0 |  |  |  |  | 0 | 0 | 0.0187 | 0 | 0.6612 | 0 | 0 | 0
| 0 |  |  |  |  | 0 | 0 | 0.0187 | 0 | 0.6612 | 0 | 0 | 0
| 0 |  |  |  |  | 0 | 0 | 0.0187 | 0 | 0.6612 | 0 | 0 | 0
| 0 |  |  |  |  | 0 | 0 | 0.0187 | 0 | 0.6612 | 0 | 0 | 0
| 0 |  |  |  |  | 0 | 0 | 0.0187 | 0 | 0.6612 | 0 | 0 | 0
| 0 |  |  |  |  | 0 | 0 | 0.0187 | 0 | 0.6612 | 0 | 0 | 0
| 0 |  |  |  |  | 0 | 0 | 0.0187 | 0 | 0.6612 | 0 | 0 | 0
| 0 |  |  |  |  | 0 | 0 | 0.0187 | 0 | 0.6612 | 0 | 0 | 0
| 0 |  |  |  |  | 0 | 0 | 0.0187 | 0 | 0.6612 | 0 | 0 | 0
| 0 |  |  |  |  | 0 | 0 | 0.0187 | 0 | 0.6612 | 0 | 0 | 0
| 0 |  |  |  |  | 0 | 0 | 0.0187 | 0 | 0.6612 | 0 | 0 | 0
| 0 |  |  |  |  | 0 | 0 | 0.0187 | 0 | 0.6612 | 0 | 0 | 0
| 0 |  |  |  |  | 0 | 0 | 0.0187 | 0 | 0.6612 | 0 | 0 | 0
| 0 |  |  |  |  | 0 | 0 | 0.0187 | 0 | 0.6612 | 0 | 0 | 0
| 0 |  |  |  |  | 0 | 0 | 0.0187 | 0 | 0.6612 | 0 | 0 | 0
| 0 |  |  |  |  | 0 | 0 | 0.0187 | 0 | 0.6612 | 0 | 0 | 0
| 0 |  |  |  |  | 0 | 0 | 0.0187 | 0 | 0.6612 | 0 | 0 | 0
| 0 |  |  |  |  | 0 | 0 | 0.0187 | 0 | 0.6612 | 0 | 0 | 0
| 0 |  |  |  |  | 0 | 0 | 0.0187 | 0 | 0.6612 | 0 | 0 | 0
| 0 |  |  |  |  | 0 | 0 | 0.0187 | 0 | 0.6612 | 0 | 0 | 0
| 0 |  |  |  |  | 0 | 0 | 0.0187 | 0 | 0.6612 | 0 | 0 | 0
| 0 |  |  |  |  | 0 | 0 | 0.0187 | 0 | 0.6612 | 0 | 0 | 0
| 0 |  |  |  |  | 0 | 0 | 0.0187 | 0 | 0.6612 | 0 | 0 | 0
| 0 |  |  |  |  | 0 | 0 | 0.0187 | 0 | 0.6612 | 0 | 0 | 0
| 0 |  |  |  |  | 0 | 0 | 0.0187 | 0 | 0.6612 | 0 | 0 | 0
| 0 |  |  |  |  | 0 | 0 | 0.0187 | 0 | 0.6612 | 0 | 0 | 0
| 0 |  |  |  |  | 0 | 0 | 0.0187 | 0 | 0.6612 | 0 | 0 | 0
| 0 |  |  |  |  | 0 | 0 | 0.0187 | 0 | 0.6612 | 0 | 0 | 0
| 0 |  |  |  |  | 0 | 0 | 0.0187 | 0 | 0.6612 | 0 | 0 | 0
| 0 |  |  |  |  | 0 | 0 | 0.0187 | 0 | 0.6612 | 0 | 0 | 0
| 0 |  |  |  |  | 0 | 0 | 0.0187 | 0 | 0.6612 | 0 | 0 | 0
| 0 |  |  |  |  | 0 | 0 | 0.0187 | 0 | 0.6612 | 0 | 0 | 0
| 0 |  |  |  |  | 0 | 0 | 0.0187 | 0 | 0.6612 | 0 | 0 | 0
| 0 |  |  |  |  | 0 | 0 | 0.0187 | 0 | 0.6612 | 0 | 0 | 0
| 0 |  |  |  |  | 0 | 0 | 0.0187 | 0 | 0.6612 | 0 | 0 | 0
| 0 |  |  |  |  | 0 | 0 | 0.0187 | 0 | 0.6612 | 0 | 0 | 0
| 0 |  |  |  |  | 0 | 0 | 0.0187 | 0 | 0.6612 | 0 | 0 | 0
| 0 |  |  |  |  | 0 | 0 | 0.0187 | 0 | 0.6612 | 0 | 0 | 0
| 0 |  |  |  |  | 0 | 0 | 0.0187 | 0 | 0.6612 | 0 | 0 | 0
| 0 |  |  |  |  | 0 | 0 | 0.0187 | 0 | 0.6612 | 0 | 0 | 0
| 0 |  |  |  |  | 0 | 0 | 0.0187 | 0 | 0.6612 | 0 | 0 | 0
| 0 |  |  |  |  | 0 | 0 | 0.0187 | 0 | 0.6612 | 0 | 0 | 0
| 0 |  |  |  |  | 0 | 0 | 0.0187 | 0 | 0.6612 | 0 | 0 | 0
| 0 |  |  |  |  | 0 | 0 | 0.0187 | 0 | 0.6612 | 0 | 0 | 0
| 0 |  |  |  |  | 0 | 0 | 0.0187 | 0 | 0.6612 | 0 | 0 | 0
| 0 |  |  |  |  | 0 | 0 | 0.0187 | 0 | 0.6612 | 0 | 0 | 0
| 0 |  |  |  |  | 0 | 0 | 0.0187 | 0 | 0.6612 | 0 | 0 | 0
| 0 |  |  |  |  | 0 | 0 | 0.0187 | 0 | 0.6612 | 0 | 0 | 0
| 0 |  |  |  |  | 0 | 0 | 0.0187 | 0 | 0.6612 | 0 | 0 | 0
| 0 |  |  |  |  | 0 | 0 | 0.0187 | 0 | 0.6612 | 0 | 0 | 0
| 0 |  |  |  |  | 0 | 0 | 0.0187 | 0 | 0.6612 | 0 | 0 | 0
| 0 |  |  |  |  | 0 | 0 | 0.0187 | 0 | 0.6612 | 0 | 0 | 0
| 0 |  |  |  |  | 0 | 0 | 0.0187 | 0 | 0.6612 | 0 | 0 | 0
| 0 |  |  |  |  | 0 | 0 | 0.0187 | 0 | 0.6612 | 0 | 0 | 0
| 0 |  |  |  |  | 0 | 0 | 0.0187 | 0 | 0.6612 | 0 | 0 | 0
| 0 |  |  |  |  | 0 | 0 | 0.0187 | 0 | 0.6612 | 0 | 0 | 0
| 0 |  |  |  |  | 0 | 0 | 0.0187 | 0 | 0.6612 | 0 | 0 | 0
| 0 |  |  |  |  | 0 | 0 | 0.0187 | 0 | 0.6612 | 0 | 0 | 0
| 0 |  |  |  |  | 0 | 0 | 0.0187 | 0 | 0.6612 | 0 | 0 | 0
| 0 |  |  |  |  | 0 | 0 | 0.0187 | 0 | 0.6612 | 0 | 0 | 0
| 0 |  |  |  |  | 0 | 0 | 0.0187 | 0 | 0.6612 | 0 | 0 | 0
| 0 |  |  |  |  | 0 | 0 | 0.0187 | 0 | 0.6612 | 0 | 0 | 0
| 0 |  |  |  |  | 0 | 0 | 0.0187 | 0 | 0.6612 | 0 | 0 | 0
| 0 |  |  |  |  | 0 | 0 | 0.0187 | 0 | 0.6612 | 0 | 0 | 0
| 0 |  |  |  |  | 0 | 0 | 0.0187 | 0 | 0.6612 | 0 | 0 | 0
| 0 |  |  |  |  | 0 | 0 | 0.0187 | 0 | 0.6612 | 0 | 0 | 0
| 0 |  |  |  |  | 0 | 0 | 0.0187 | 0 | 0.6612 | 0 | 0 | 0
| 0 |  |  |  |  | 0 | 0 | 0.0187 | 0 | 0.6612 | 0 | 0 | 0
| 0 |  |  |  |  | 0 | 0 | 0.0187 | 0 | 0.6612 | 0 | 0 | 0
| 0 |  |  |  |  | 0 | 0 | 0.0187 | 0 | 0.6612 | 0 | 0 | 0
| 0 |  |  |  |  | 0 | 0 | 0.0187 | 0 | 0.6612 | 0 | 0 | 0
| 0 |  |  |  |  | 0 | 0 | 0.0187 | 0 | 0.6612 | 0 | 0 | 0
| 0 |  |  |  |  | 0 | 0 | 0.0187 | 0 | 0.6612 | 0 | 0 | 0
| 0 |  |  |  |  | 0 | 0 | 0.0187 | 0 | 0.6612 | 0 | 0 | 0
| 0 |  |  |  |  | 0 | 0 | 0.0187 | 0 | 0.6612 | 0 | 0 | 0
| 0 |  |  |  |  | 0 | 0 | 0.0187 | 0 | 0.6612 | 0 | 0 | 0
| 0 |  |  |  |  | 0 | 0 | 0.0187 | 0 | 0.6612 | 0 | 0 | 0
| 0 |  |  |  |  | 0 | 0 | 0.0187 | 0 | 0.6612 | 0 | 0 | 0
| 0 |  |  |  |  | 0 | 0 | 0.0187 | 0 | 0.6612 | 0 | 0 | 0
| 0 |  |  |  |  | 0 | 0 | 0.0187 | 0 | 0.6612 | 0 | 0 | 0
| 0 |  |  |  |  | 0 | 0 | 0.0187 | 0 | 0.6612 | 0 | 0 | 0
| 0 |  |  |  |  | 0 | 0 | 0.0187 | 0 | 0.6612 | 0 | 0 | 0
| 0 |  |  |  |  | 0 | 0 | 0.0187 | 0 | 0.6612 | 0 | 0 | 0
| 0 |  |  |  |  | 0 | 0 | 0.0187 | 0 | 0.6612 | 0 | 0 | 0
| 0 |  |  |  |  | 0 | 0 | 0.0187 | 0 | 0.6612 | 0 | 0 | 0
| 0 |  |  |  |  | 0 | 0 | 0.0187 | 0 | 0.6612 | 0 | 0 | 0
| 0 |  |  |  |  | 0 | 0 | 0.0187 | 0 | 0.6612 | 0 | 0 | 0
| 0 |  |  |  |  | 0 | 0 | 0.0187 | 0 | 0.6612 | 0 | 0 | 0
| 0 |  |  |  |  | 0 | 0 | 0.0187 | 0 | 0.6612 | 0 | 0 | 0
| 0 |  |  |  |  | 0 | 0 | 0.0187 | 0 | 0.6612 | 0 | 0 | 0
| 0 |  |  |  |  | 0 | 0 | 0.0187 | 0 | 0.6612 | 0 | 0 | 0
| 0 |  |  |  |  | 0 | 0 | 0.0187 | 0 | 0.6612 | 0 | 0 | 0
| 0 |  |  |  |  | 0 | 0 | 0.0187 | 0 | 0.6612 | 0 | 0 | 0
| 0 |  |  |  |  | 0 | 0 | 0.0187 | 0 | 0.6612 | 0 | 0 | 0
| 0 |  |  |  |  | 0 | 0 | 0.0187 | 0 | 0.6612 | 0 | 0 | 0
| 0 |  |  |  |  | 0 | 0 | 0.0187 | 0 | 0.6612 | 0 | 0 | 0
| 0 |  |  |  |  | 0 | 0 | 0.0187 | 0 | 0.6612 | 0 | 0 | 0
| 0 |  |  |  |  | 0 | 0 | 0.0187 | 0 | 0.6612 | 0 | 0 | 0
| 0 |  |  |  |  | 0 | 0 | 0.0187 | 0 | 0.6612 | 0 | 0 | 0
| 0 |  |  |  |  | 0 | 0 | 0.0187 | 0 | 0.6612 | 0 | 0 | 0
| 0 |  |  |  |  | 0 | 0 | 0.0187 | 0 | 0.6612 | 0 | 0 | 0
| 0 |  |  |  |  | 0 | 0 | 0.0187 | 0 | 0.6612 | 0 | 0 | 0
| 0 |  |  |  |  | 0 | 0 | 0.0187 | 0 | 0.6612 | 0 | 0 | 0
| 0 |  |  |  |  | 0 | 0 | 0.0187 | 0 | 0.6612 | 0 | 0 | 0
| 0 |  |  |  |  | 0 | 0 | 0.0187 | 0 | 0.6612 | 0 | 0 | 0
| 0 |  |  |  |  | 0 | 0 | 0.0187 | 0 | 0.6612 | 0 | 0 | 0
| 0 |  |  |  |  | 0 | 0 | 0.0187 | 0 | 0.6612 | 0 | 0 | 0
| 0 |  |  |  |  | 0 | 0 | 0.0187 | 0 | 0.6612 | 0 | 0 | 0
| 0 |  |  |  |  | 0 | 0 | 0.0187 | 0 | 0.6612 | 0 | 0 | 0
| 0 |  |  |  |  | 0 | 0 | 0.0187 | 0 | 0.6612 | 0 | 0 | 0
| 0 |  |  |  |  | 0 | 0 | 0.0187 | 0 | 0.6612 | 0 | 0 | 0
| 0 |  |  |  |  | 0 | 0 | 0.0187 | 0 | 0.6612 | 0 | 0 | 0
| 0 |  |  |  |  | 0 | 0 | 0.0187 | 0 | 0.6612 | 0 | 0 | 0
| 0 |  |  |  |  | 0 | 0 | 0.0187 | 0 | 0.6612 | 0 | 0 | 0
| 0 |  |  |  |  | 0 | 0 | 0.0187 | 0 | 0.6612 | 0 | 0 | 0
| 0 |  |  |  |  | 0 | 0 | 0.0187 | 0 | 0.6612 | 0 | 0 | 0
| 0 |  |  |  |  | 0 | 0 | 0.0187 | 0 | 0.6612 | 0 | 0 | 0
| 0 |  |  |  |  | 0 | 0 | 0.0187 | 0 | 0.6612 | 0 | 0 | 0
| 0 |  |  |  |  | 0 | 0 | 0.0187 | 0 | 0.6612 | 0 | 0 | 0
| 0 |  |  |  |  | 0 | 0 | 0.0187 | 0 | 0.6612 | 0 | 0 | 0
| 0 |  |  |  |  | 0 | 0 | 0.0187 | 0 | 0.6612 | 0 | 0 | 0
| 0 |  |  |  |  | 0 | 0 | 0.0187 | 0 | 0.6612 | 0 | 0 | 0
| 0 |  |  |  |  | 0 | 0 | 0.0187 | 0 | 0.6612 | 0 | 0 | 0
| 0 |  |  |  |  | 0 | 0 | 0.0187 | 0 | 0.6612 | 0 | 0 | 0
| 0 |  |  |  |  | 0 | 0 | 0.0187 | 0 | 0.6612 | 0 | 0 | 0
| 0 |  |  |  |  | 0 | 0 | 0.0187 | 0 | 0.6612 | 0 | 0 | 0
| 0 |  |  |  |  | 0 | 0 | 0.0187 | 0 | 0.6612 | 0 | 0 | 0
| 0 |  |  |  |  | 0 | 0 | 0.0187 | 0 | 0.6612 | 0 | 0 | 0
| 0 |  |  |  |  | 0 | 0 | 0.0187 | 0 | 0.6612 | 0 | 0 | 0
| 0 |  |  |  |  | 0 | 0 | 0.0187 | 0 | 0.6612 | 0 | 0 | 0
| 0 |  |  |  |  | 0 | 0 | 0.0187 | 0 | 0.6612 | 0 | 0 | 0
| 0 |  |  |  |  | 0 | 0 | 0.0187 | 0 | 0.6612 | 0 | 0 | 0
| 0 |  |  |  |  | 0 | 0 | 0.0187 | 0 | 0.6612 | 0 | 0 | 0
| 0 |  |  |  |  | 0 | 0 | 0.0187 | 0 | 0.6612 | 0 | 0 | 0
| 0 |  |  |  |  | 0 | 0 | 0.0187 | 0 | 0.6612 | 0 | 0 | 0
| 0 |  |  |  |  | 0 | 0 | 0.0187 | 0 | 0.6612 | 0 | 0 | 0
| 0 |  |  |  |  | 0 | 0 | 0.0187 | 0 | 0.6612 | 0 | 0 | 0
| 0 |  |  |  |  | 0 | 0 | 0.0187 | 0 | 0.6612 | 0 | 0 | 0
| 0 |  |  |  |  | 0 | 0 | 0.0187 | 0 | 0.6612 | 0 | 0 | 0
| 0 |  |  |  |  | 0 | 0 | 0.0187 | 0 | 0.6612 | 0 | 0 | 0
| 0 |  |  |  |  | 0 | 0 | 0.0187 | 0 | 0.6612 | 0 | 0 | 0
| 0 |  |  |  |  | 0 | 0 | 0.0187 | 0 | 0.6612 | 0 | 0 | 0
| 0 |  |  |  |  | 0 | 0 | 0.0187 | 0 | 0.6612 | 0 | 0 | 0
| 0 |  |  |  |  | 0 | 0 | 0.0187 | 0 | 0.6612 | 0 | 0 | 0
| 0 |  |  |  |  | 0 | 0 | 0.0187 | 0 | 0.6612 | 0 | 0 | 0
| 0 |  |  |  |  | 0 | 0 | 0.0187 | 0 | 0.6612 | 0 | 0 | 0
| 0 |  |  |  |  | 0 | 0 | 0.0187 | 0 | 0.6612 | 0 | 0 | 0
| 0 |  |  |  |  | 0 | 0 | 0.0187 | 0 | 0.6612 | 0 | 0 | 0
| 0 |  |  |  |  | 0 | 0 | 0.0187 | 0 | 0.6612 | 0 | 0 | 0
| 0 |  |  |  |  | 0 | 0 | 0.0187 | 0 | 0.6612 | 0 | 0 | 0
| 0 |  |  |  |  | 0 | 0 | 0.0187 | 0 | 0.6612 | 0 | 0 | 0
| 0 |  |  |  |  | 0 | 0 | 0.0187 | 0 | 0.6612 | 0 | 0 | 0
| 0 |  |  |  |  | 0 | 0 | 0.0187 | 0 | 0.6612 | 0 | 0 | 0
| 0 |  |  |  |  | 0 | 0 | 0.0187 | 0 | 0.6612 | 0 | 0 | 0
| 0 |  |  |  |  | 0 | 0 | 0.0187 | 0 | 0.6612 | 0 | 0 | 0
| 0 |  |  |  |  | 0 | 0 | 0.0187 | 0 | 0.6612 | 0 | 0 | 0
| 0 |  |  |  |  | 0 | 0 | 0.0187 | 0 | 0.6612 | 0 | 0 | 0
| 0 |  |  |  |  | 0 | 0 | 0.0187 | 0 | 0.6612 | 0 | 0 | 0
| 0 |  |  |  |  | 0 | 0 | 0.0187 | 0 | 0.6612 | 0 | 0 | 0
| 0 |  |  |  |  | 0 | 0 | 0.0187 | 0 | 0.6612 | 0 | 0 | 0
| 0 |  |  |  |  | 0 | 0 | 0.0187 | 0 | 0.6612 | 0 | 0 | 0
| 0 |  |  |  |  | 0 | 0 | 0.0187 | 0 | 0.6612 | 0 | 0 | 0
| 0 |  |  |  |  | 0 | 0 | 0.0187 | 0 | 0.6612 | 0 | 0 | 0
| 0 |  |  |  |  | 0 | 0 | 0.0187 | 0 | 0.6612 | 0 | 0 | 0
| 0 |  |  |  |  | 0 | 0 | 0.0187 | 0 | 0.6612 | 0 | 0 | 0
| 0 |  |  |  |  | 0 | 0 | 0.0187 | 0 | 0.6612 | 0 | 0 | 0
| 0 |  |  |  |  | 0 | 0 | 0.0187 | 0 | 0.6612 | 0 | 0 | 0
| 0 |  |  |  |  | 0 | 0 | 0.0187 | 0 | 0.6612 | 0 | 0 | 0
| 0 |  |  |  |  | 0 | 0 | 0.0187 | 0 | 0.6612 | 0 | 0 | 0
| 0 |  |  |  |  | 0 | 0 | 0.0187 | 0 | 0.6612 | 0 | 0 | 0
| 0 |  |  |  |  | 0 | 0 | 0.0187 | 0 | 0.6612 | 0 | 0 | 0
| 0 |  |  |  |  | 0 | 0 | 0.0187 | 0 | 0.6612 | 0 | 0 | 0
| 0 |  |  |  |  | 0 | 0 | 0.0187 | 0 | 0.6612 | 0 | 0 | 0
| 0 |  |  |  |  | 0 | 0 | 0.0187 | 0 | 0.6612 | 0 | 0 | 0
| 0 |  |  |  |  | 0 | 0 | 0.0187 | 0 | 0.6612 | 0 | 0 | 0
| 0 |  |  |  |  | 0 | 0 | 0.0187 | 0 | 0.6612 | 0 | 0 | 0
| 0 |  |  |  |  | 0 | 0 | 0.0187 | 0 | 0.6612 | 0 | 0 | 0
| 0 |  |  |  |  | 0 | 0 | 0.0187 | 0 | 0.6612 | 0 | 0 | 0
| 0 |  |  |  |  | 0 | 0 | 0.0187 | 0 | 0.6612 | 0 | 0 | 0
| 0 |  |  |  |  | 0 | 0 | 0.0187 | 0 | 0.6612 | 0 | 0 | 0
| 0 |  |  |  |  | 0 | 0 | 0.0187 | 0 | 0.6612 | 0 | 0 | 0
| 0 |  |  |  |  | 0 | 0 | 0.0187 | 0 | 0.6612 | 0 | 0 | 0
| 0 |  |  |  |  | 0 | 0 | 0.0187 | 0 | 0.6612 | 0 | 0 | 0
| 0 |  |  |  |  | 0 | 0 | 0.0187 | 0 | 0.6612 | 0 | 0 | 0
| 0 |  |  |  |  | 0 | 0 | 0.0187 | 0 | 0.6612 | 0 | 0 | 0
| 0 |  |  |  |  | 0 | 0 | 0.0187 | 0 | 0.6612 | 0 | 0 | 0
| 0 |  |  |  |  | 0 | 0 | 0.0187 | 0 | 0.6612 | 0 | 0 | 0
| 0 |  |  |  |  | 0 | 0 | 0.0187 | 0 | 0.6612 | 0 | 0 | 0
| 0 |  |  |  |  | 0 | 0 | 0.0187 | 0 | 0.6612 | 0 | 0 | 0
| 0 |  |  |  |  | 0 | 0 | 0.0187 | 0 | 0.6612 | 0 | 0 | 0
| 0 |  |  |  |  | 0 | 0 | 0.0187 | 0 | 0.6612 | 0 | 0 | 0
| 0 |  |  |  |  | 0 | 0 | 0.0187 | 0 | 0.6612 | 0 | 0 | 0
| 0 |  |  |  |  | 0 | 0 | 0.0187 | 0 | 0.6612 | 0 | 0 | 0
| 0 |  |  |  |  | 0 | 0 | 0.0187 | 0 | 0.6612 | 0 | 0 | 0
| 0 |  |  |  |  | 0 | 0 | 0.0187 | 0 | 0.6612 | 0 | 0 | 0
| 0 |  |  |  |  | 0 | 0 | 0.0187 | 0 | 0.6612 | 0 | 0 | 0
| 0 |  |  |  |  | 0 | 0 | 0.0187 | 0 | 0.6612 | 0 | 0 | 0
| 0 |  |  |  |  | 0 | 0 | 0.0187 | 0 | 0.6612 | 0 | 0 | 0
| 0 |  |  |  |  | 0 | 0 | 0.0187 | 0 | 0.6612 | 0 | 0 | 0
| 0 |  |  |  |  | 0 | 0 | 0.0187 | 0 | 0.6612 | 0 | 0 | 0
| 0 |  |  |  |  | 0 | 0 | 0.0187 | 0 | 0.6612 | 0 | 0 | 0
| 0 |  |  |  |  | 0 | 0 | 0.0187 | 0 | 0.6612 | 0 | 0 | 0
| 0 |  |  |  |  | 0 | 0 | 0.0187 | 0 | 0.6612 | 0 | 0 | 0
| 0 |  |  |  |  | 0 | 0 | 0.0187 | 0 | 0.6612 | 0 | 0 | 0
| 0 |  |  |  |  | 0 | 0 | 0.0187 | 0 | 0.6612 | 0 | 0 | 0
| 0 |  |  |  |  | 0 | 0 | 0.0187 | 0 | 0.6612 | 0 | 0 | 0
| 0 |  |  |  |  | 0 | 0 | 0.0187 | 0 | 0.6612 | 0 | 0 | 0
| 0 |  |  |  |  | 0 | 0 | 0.0187 | 0 | 0.6612 | 0 | 0 | 0
| 0 |  |  |  |  | 0 | 0 | 0.0187 | 0 | 0.6612 | 0 | 0 | 0
| 0 |  |  |  |  | 0 | 0 | 0.0187 | 0 | 0.6612 | 0 | 0 | 0
| 0 |  |  |  |  | 0 | 0 | 0.0187 | 0 | 0.6612 | 0 | 0 | 0
| 0 |  |  |  |  | 0 | 0 | 0.0187 | 0 | 0.6612 | 0 | 0 | 0
| 0 |  |  |  |  | 0 | 0 | 0.0187 | 0 | 0.6612 | 0 | 0 | 0
| 0 |  |  |  |  | 0 | 0 | 0.0187 | 0 | 0.6612 | 0 | 0 | 0
| 0 |  |  |  |  | 0 | 0 | 0.0187 | 0 | 0.6612 | 0 | 0 | 0
| 0 |  |  |  |  | 0 | 0 | 0.0187 | 0 | 0.6612 | 0 | 0 | 0
| 0 |  |  |  |  | 0 | 0 | 0.0187 | 0 | 0.6612 | 0 | 0 | 0
| 0 |  |  |  |  | 0 | 0 | 0.0187 | 0 | 0.6612 | 0 | 0 | 0
| 0 |  |  |  |  | 0 | 0 | 0.0187 | 0 | 0.6612 | 0 | 0 | 0
| 0 |  |  |  |  | 0 | 0 | 0.0187 | 0 | 0.6612 | 0 | 0 | 0
| 0 |  |  |  |  | 0 | 0 | 0.0187 | 0 | 0.6612 | 0 | 0 | 0
| 0 |  |  |  |  | 0 | 0 | 0.0187 | 0 | 0.6612 | 0 | 0 | 0
| 0 |  |  |  |  | 0 | 0 | 0.0187 | 0 | 0.6612 | 0 | 0 | 0
| 0 |  |  |  |  | 0 | 0 | 0.0187 | 0 | 0.6612 | 0 | 0 | 0
| 0 |  |  |  |  | 0 | 0 | 0.0187 | 0 | 0.6612 | 0 | 0 | 0
| 0 |  |  |  |  | 0 | 0 | 0.0187 | 0 | 0.6612 | 0 | 0 | 0
| 0 |  |  |  |  | 0 | 0 | 0.0187 | 0 | 0.6612 | 0 | 0 | 0
| Total |  |  |  | - | - | - | - | - | - | 0 | 0 | 0

## MRS(calc_process)
Monitoring Spreadsheet: JCM_VN_AM005_ver01.0
Reference Number: VN008
Monitoring Report Sheet (Calculation Process Sheet) [For Verification]
1. Calculations for emission reductions |  |  | Fuel type | Value | Units | Parameter
| Emission reductions during the period p |  | N/A | 0 | tCO2/p | ERp
2. Calculations for reference emissions
| Reference emissions during the period p |  | N/A | 0 | tCO2/p | REp
3. Calculations of the project emissions
| Project emissions during the period p |  | N/A | 0 | tCO2/p | PEp
[List of Default Values]
|  | Blackout rate | 0.0187 | fraction