## MPS(input)
Monitoring Spreadsheet: JCM_VN_AM005_ver01.0
Reference Number: VN018
Monitoring Plan Sheet (Input Sheet) [Attachment to Project Design Document]
Table 1: Parameters to be monitored ex post
| (a) | (b) | (c) | (d) | (e) | (f) | (g) | (h) | (i) | (j)
| Monitoring point No. | Parameters | Description of data | Estimated Values | Units | Monitoring option | Source of data | Measurement methods and procedures | Monitoring frequency | Other comments
| N.A. | Hi,p | Energizing time of the project transformer i during the period p | - | hour/p | Option C | On-site measurements. | Counting the number of hours of this monitoring period | Once at the end of this monitoring period | Monitored values are input on "PMS(input_separate)" sheet
Table 2: Project-specific parameters to be fixed ex ante
| (a) | (b) |  | (c) | (d) | (e) |  |  | (f)
| Parameters | Description of data |  | Estimated Values | Units | Source of data |  |  | Other comments
| NLLRE,i,j,k | No-load losses of the reference transformer i of capacity category k for the power company j |  | - | W | The latest standard for no-load loss required by the power companies, or the specification value of no-load losses set by the power companies |  |  | Values are input on "PMS(input_separate)" sheet
| NLLPJ,i,j,k | No-load losses of the project transformer i of capacity category k for the power company j |  | - | W | Manufacturer’s performance test report measured at the time of pre-delivery inspection |  |  | Values are input on "PMS(input_separate)" sheet
| Brp | Blackout rate during the period p |  | 0.0187 | fraction | Data obtained from power companies
| UNCi | Maximum allowable uncertainty for the no-load losses of the project transformer i |  | - | fractoin | Manufacturer’s performance test report measured at the time of pre-delivery inspection |  |  | Values are input on "PMS(input_separate)" sheet
| EFgrid | CO2 emission factor of the grid |  | 0.913 | tCO2/MWh | Ministry of Natural Resources and Environment (MONRE), Vietnamese DNA for CDM unless otherwise instructed by the Joint Committee |  |  | http://vepg.vn/wp-content/uploads/2020/09/1788226219_Bao-cao-cuoi-cung-EF-2018-FINAL_Signed.pdf
Table3: Ex-ante estimation of CO2 emission reductions
| CO2 emission reductions |  | Units
| 2255 |  | tCO2/p
[Monitoring option]
| Option A | Based on public data which is measured by entities other than the project participants (Data used: publicly recognized data such as statistical data and specifications)
| Option B | Based on the amount of transaction which is measured directly using measuring equipments (Data used: commercial evidence such as invoices)
| Option C | Based on the actual measurement using measuring equipments (Data used: measured values)

## MPS(input_separate)
Monitoring Spreadsheet: JCM_VN_AM005_ver01.0
Reference Number: VN018
|  |  |  | Parameters to be monitored ex post | Project-specific parameters to be fixed ex ante |  |  |  |  | Ex-ante estimation of emissions
Parameters | i | k | j | Hi,p | NLLRE,i,j,k | NLLPJ,i,j,k | Brp | UNCi | EFgrid | REi,p | PEi,p | ERi,p
Description of data | Identification number of the project transformer | Index which represents type of the project transformer | Identification number of the power company where the transformer i is installed | Energizing time of the project transformer i during the period p | No-load losses of the reference transformer i of capacity category k for the power company j | No-load losses of the project transformer i of capacity category k for the power company j | Blackout rate during the period p | Maximum allowable uncertainty for the no-load losses of the project transformer i | CO2 emission factor of the grid | Reference emissions by the transformer i during the period p | Project emissions by the transformer i during the period p | Emissions reductions by the transformer i during the period p
Units | - | - | - | hour/p | W | W | fraction | fraction | tCO2/MWh | tCO2/p | tCO2/p | tCO2/p
Estimated values | 1 | 6 | 1 | 8760 | 120 | 60 | 0.0187 | 0.15 | 0.913 | 0.9418 | 0.54153 | 0.40026
| 2 | 7 | 1 | 8760 | 205 | 75 | 0.0187 | 0.15 | 0.913 | 1.6089 | 0.67692 | 0.93199
| 3 | 7 | 1 | 8760 | 205 | 75 | 0.0187 | 0.15 | 0.913 | 1.6089 | 0.67692 | 0.93199
| 4 | 10 | 1 | 8760 | 340 | 125 | 0.0187 | 0.15 | 0.913 | 2.6684 | 1.1282 | 1.5402
| 5 | 10 | 1 | 8760 | 340 | 125 | 0.0187 | 0.15 | 0.913 | 2.6684 | 1.1282 | 1.5402
| 6 | 10 | 1 | 8760 | 340 | 125 | 0.0187 | 0.15 | 0.913 | 2.6684 | 1.1282 | 1.5402
| 7 | 10 | 1 | 8760 | 340 | 125 | 0.0187 | 0.15 | 0.913 | 2.6684 | 1.1282 | 1.5402
| 8 | 10 | 1 | 8760 | 340 | 125 | 0.0187 | 0.15 | 0.913 | 2.6684 | 1.1282 | 1.5402
| 9 | 10 | 1 | 8760 | 340 | 125 | 0.0187 | 0.15 | 0.913 | 2.6684 | 1.1282 | 1.5402
| 10 | 10 | 1 | 8760 | 340 | 125 | 0.0187 | 0.15 | 0.913 | 2.6684 | 1.1282 | 1.5402
| 11 | 10 | 1 | 8760 | 340 | 125 | 0.0187 | 0.15 | 0.913 | 2.6684 | 1.1282 | 1.5402
| 12 | 10 | 1 | 8760 | 340 | 125 | 0.0187 | 0.15 | 0.913 | 2.6684 | 1.1282 | 1.5402
| 13 | 12 | 1 | 8760 | 433 | 165 | 0.0187 | 0.15 | 0.913 | 3.3983 | 1.4892 | 1.9091
| 14 | 12 | 1 | 8760 | 433 | 165 | 0.0187 | 0.15 | 0.913 | 3.3983 | 1.4892 | 1.9091
| 15 | 12 | 1 | 8760 | 433 | 165 | 0.0187 | 0.15 | 0.913 | 3.3983 | 1.4892 | 1.9091
| 16 | 12 | 1 | 8760 | 433 | 165 | 0.0187 | 0.15 | 0.913 | 3.3983 | 1.4892 | 1.9091
| 17 | 12 | 1 | 8760 | 433 | 165 | 0.0187 | 0.15 | 0.913 | 3.3983 | 1.4892 | 1.9091
| 18 | 12 | 1 | 8760 | 433 | 165 | 0.0187 | 0.15 | 0.913 | 3.3983 | 1.4892 | 1.9091
| 19 | 12 | 1 | 8760 | 433 | 165 | 0.0187 | 0.15 | 0.913 | 3.3983 | 1.4892 | 1.9091
| 20 | 12 | 1 | 8760 | 433 | 165 | 0.0187 | 0.15 | 0.913 | 3.3983 | 1.4892 | 1.9091
| 21 | 12 | 1 | 8760 | 433 | 165 | 0.0187 | 0.15 | 0.913 | 3.3983 | 1.4892 | 1.9091
| 22 | 13 | 1 | 8760 | 580 | 220 | 0.0187 | 0.15 | 0.913 | 4.552 | 1.9856 | 2.5664
| 23 | 13 | 1 | 8760 | 580 | 220 | 0.0187 | 0.15 | 0.913 | 4.552 | 1.9856 | 2.5664
| 24 | 16 | 1 | 8760 | 340 | 125 | 0.0187 | 0.15 | 0.913 | 2.6684 | 1.1282 | 1.5402
| 25 | 16 | 1 | 8760 | 340 | 125 | 0.0187 | 0.15 | 0.913 | 2.6684 | 1.1282 | 1.5402
| 26 | 16 | 1 | 8760 | 340 | 125 | 0.0187 | 0.15 | 0.913 | 2.6684 | 1.1282 | 1.5402
| 27 | 16 | 1 | 8760 | 340 | 125 | 0.0187 | 0.15 | 0.913 | 2.6684 | 1.1282 | 1.5402
| 28 | 17 | 1 | 8760 | 433 | 165 | 0.0187 | 0.15 | 0.913 | 3.3983 | 1.4892 | 1.9091
| 29 | 17 | 1 | 8760 | 433 | 165 | 0.0187 | 0.15 | 0.913 | 3.3983 | 1.4892 | 1.9091
| 30 | 17 | 1 | 8760 | 433 | 165 | 0.0187 | 0.15 | 0.913 | 3.3983 | 1.4892 | 1.9091
| 31 | 5 | 1 | 8760 | 192 | 64 | 0.0187 | 0.15 | 0.913 | 1.5069 | 0.57764 | 0.92924
| 32 | 5 | 1 | 8760 | 192 | 64 | 0.0187 | 0.15 | 0.913 | 1.5069 | 0.57764 | 0.92924
| 33 | 5 | 1 | 8760 | 192 | 64 | 0.0187 | 0.15 | 0.913 | 1.5069 | 0.57764 | 0.92924
| 34 | 5 | 1 | 8760 | 192 | 64 | 0.0187 | 0.15 | 0.913 | 1.5069 | 0.57764 | 0.92924
| 35 | 5 | 1 | 8760 | 192 | 64 | 0.0187 | 0.15 | 0.913 | 1.5069 | 0.57764 | 0.92924
| 36 | 5 | 1 | 8760 | 192 | 64 | 0.0187 | 0.15 | 0.913 | 1.5069 | 0.57764 | 0.92924
| 37 | 5 | 1 | 8760 | 192 | 64 | 0.0187 | 0.15 | 0.913 | 1.5069 | 0.57764 | 0.92924
| 38 | 5 | 1 | 8760 | 192 | 64 | 0.0187 | 0.15 | 0.913 | 1.5069 | 0.57764 | 0.92924
| 39 | 5 | 1 | 8760 | 192 | 64 | 0.0187 | 0.15 | 0.913 | 1.5069 | 0.57764 | 0.92924
| 40 | 5 | 1 | 8760 | 192 | 64 | 0.0187 | 0.15 | 0.913 | 1.5069 | 0.57764 | 0.92924
| 41 | 5 | 1 | 8760 | 192 | 64 | 0.0187 | 0.15 | 0.913 | 1.5069 | 0.57764 | 0.92924
| 42 | 5 | 1 | 8760 | 192 | 64 | 0.0187 | 0.15 | 0.913 | 1.5069 | 0.57764 | 0.92924
| 43 | 5 | 1 | 8760 | 192 | 64 | 0.0187 | 0.15 | 0.913 | 1.5069 | 0.57764 | 0.92924
| 44 | 5 | 1 | 8760 | 192 | 64 | 0.0187 | 0.15 | 0.913 | 1.5069 | 0.57764 | 0.92924
| 45 | 5 | 1 | 8760 | 192 | 64 | 0.0187 | 0.15 | 0.913 | 1.5069 | 0.57764 | 0.92924
| 46 | 5 | 1 | 8760 | 192 | 64 | 0.0187 | 0.15 | 0.913 | 1.5069 | 0.57764 | 0.92924
| 47 | 5 | 1 | 8760 | 192 | 64 | 0.0187 | 0.15 | 0.913 | 1.5069 | 0.57764 | 0.92924
| 48 | 5 | 1 | 8760 | 192 | 64 | 0.0187 | 0.15 | 0.913 | 1.5069 | 0.57764 | 0.92924
| 49 | 5 | 1 | 8760 | 192 | 64 | 0.0187 | 0.15 | 0.913 | 1.5069 | 0.57764 | 0.92924
| 50 | 5 | 1 | 8760 | 192 | 64 | 0.0187 | 0.15 | 0.913 | 1.5069 | 0.57764 | 0.92924
| 51 | 5 | 1 | 8760 | 192 | 64 | 0.0187 | 0.15 | 0.913 | 1.5069 | 0.57764 | 0.92924
| 52 | 2 | 1 | 8760 | 92 | 31 | 0.0187 | 0.15 | 0.913 | 0.72205 | 0.27979 | 0.44225
| 53 | 2 | 1 | 8760 | 92 | 31 | 0.0187 | 0.15 | 0.913 | 0.72205 | 0.27979 | 0.44225
| 54 | 2 | 1 | 8760 | 92 | 31 | 0.0187 | 0.15 | 0.913 | 0.72205 | 0.27979 | 0.44225
| 55 | 2 | 1 | 8760 | 92 | 31 | 0.0187 | 0.15 | 0.913 | 0.72205 | 0.27979 | 0.44225
| 56 | 2 | 1 | 8760 | 92 | 31 | 0.0187 | 0.15 | 0.913 | 0.72205 | 0.27979 | 0.44225
| 57 | 2 | 1 | 8760 | 92 | 31 | 0.0187 | 0.15 | 0.913 | 0.72205 | 0.27979 | 0.44225
| 58 | 3 | 1 | 8760 | 108 | 36 | 0.0187 | 0.15 | 0.913 | 0.84762 | 0.32492 | 0.5227
| 59 | 3 | 1 | 8760 | 108 | 36 | 0.0187 | 0.15 | 0.913 | 0.84762 | 0.32492 | 0.5227
| 60 | 3 | 1 | 8760 | 108 | 36 | 0.0187 | 0.15 | 0.913 | 0.84762 | 0.32492 | 0.5227
| 61 | 3 | 1 | 8760 | 108 | 36 | 0.0187 | 0.15 | 0.913 | 0.84762 | 0.32492 | 0.5227
| 62 | 3 | 1 | 8760 | 108 | 36 | 0.0187 | 0.15 | 0.913 | 0.84762 | 0.32492 | 0.5227
| 63 | 3 | 1 | 8760 | 108 | 36 | 0.0187 | 0.15 | 0.913 | 0.84762 | 0.32492 | 0.5227
| 64 | 3 | 1 | 8760 | 108 | 36 | 0.0187 | 0.15 | 0.913 | 0.84762 | 0.32492 | 0.5227
| 65 | 3 | 1 | 8760 | 108 | 36 | 0.0187 | 0.15 | 0.913 | 0.84762 | 0.32492 | 0.5227
| 66 | 3 | 1 | 8760 | 108 | 36 | 0.0187 | 0.15 | 0.913 | 0.84762 | 0.32492 | 0.5227
| 67 | 3 | 1 | 8760 | 108 | 36 | 0.0187 | 0.15 | 0.913 | 0.84762 | 0.32492 | 0.5227
| 68 | 3 | 1 | 8760 | 108 | 36 | 0.0187 | 0.15 | 0.913 | 0.84762 | 0.32492 | 0.5227
| 69 | 3 | 1 | 8760 | 108 | 36 | 0.0187 | 0.15 | 0.913 | 0.84762 | 0.32492 | 0.5227
| 70 | 3 | 1 | 8760 | 108 | 36 | 0.0187 | 0.15 | 0.913 | 0.84762 | 0.32492 | 0.5227
| 71 | 3 | 1 | 8760 | 108 | 36 | 0.0187 | 0.15 | 0.913 | 0.84762 | 0.32492 | 0.5227
| 72 | 7 | 1 | 8760 | 205 | 75 | 0.0187 | 0.15 | 0.913 | 1.6089 | 0.67692 | 0.93199
| 73 | 7 | 1 | 8760 | 205 | 75 | 0.0187 | 0.15 | 0.913 | 1.6089 | 0.67692 | 0.93199
| 74 | 7 | 1 | 8760 | 205 | 75 | 0.0187 | 0.15 | 0.913 | 1.6089 | 0.67692 | 0.93199
| 75 | 7 | 1 | 8760 | 205 | 75 | 0.0187 | 0.15 | 0.913 | 1.6089 | 0.67692 | 0.93199
| 76 | 7 | 1 | 8760 | 205 | 75 | 0.0187 | 0.15 | 0.913 | 1.6089 | 0.67692 | 0.93199
| 77 | 7 | 1 | 8760 | 205 | 75 | 0.0187 | 0.15 | 0.913 | 1.6089 | 0.67692 | 0.93199
| 78 | 7 | 1 | 8760 | 205 | 75 | 0.0187 | 0.15 | 0.913 | 1.6089 | 0.67692 | 0.93199
| 79 | 7 | 1 | 8760 | 205 | 75 | 0.0187 | 0.15 | 0.913 | 1.6089 | 0.67692 | 0.93199
| 80 | 7 | 1 | 8760 | 205 | 75 | 0.0187 | 0.15 | 0.913 | 1.6089 | 0.67692 | 0.93199
| 81 | 7 | 1 | 8760 | 205 | 75 | 0.0187 | 0.15 | 0.913 | 1.6089 | 0.67692 | 0.93199
| 82 | 7 | 1 | 8760 | 205 | 75 | 0.0187 | 0.15 | 0.913 | 1.6089 | 0.67692 | 0.93199
| 83 | 7 | 1 | 8760 | 205 | 75 | 0.0187 | 0.15 | 0.913 | 1.6089 | 0.67692 | 0.93199
| 84 | 10 | 1 | 8760 | 340 | 125 | 0.0187 | 0.15 | 0.913 | 2.6684 | 1.1282 | 1.5402
| 85 | 10 | 1 | 8760 | 340 | 125 | 0.0187 | 0.15 | 0.913 | 2.6684 | 1.1282 | 1.5402
| 86 | 10 | 1 | 8760 | 340 | 125 | 0.0187 | 0.15 | 0.913 | 2.6684 | 1.1282 | 1.5402
| 87 | 10 | 1 | 8760 | 340 | 125 | 0.0187 | 0.15 | 0.913 | 2.6684 | 1.1282 | 1.5402
| 88 | 10 | 1 | 8760 | 340 | 125 | 0.0187 | 0.15 | 0.913 | 2.6684 | 1.1282 | 1.5402
| 89 | 10 | 1 | 8760 | 340 | 125 | 0.0187 | 0.15 | 0.913 | 2.6684 | 1.1282 | 1.5402
| 90 | 10 | 1 | 8760 | 340 | 125 | 0.0187 | 0.15 | 0.913 | 2.6684 | 1.1282 | 1.5402
| 91 | 10 | 1 | 8760 | 340 | 125 | 0.0187 | 0.15 | 0.913 | 2.6684 | 1.1282 | 1.5402
| 92 | 10 | 1 | 8760 | 340 | 125 | 0.0187 | 0.15 | 0.913 | 2.6684 | 1.1282 | 1.5402
| 93 | 10 | 1 | 8760 | 340 | 125 | 0.0187 | 0.15 | 0.913 | 2.6684 | 1.1282 | 1.5402
| 94 | 10 | 1 | 8760 | 340 | 125 | 0.0187 | 0.15 | 0.913 | 2.6684 | 1.1282 | 1.5402
| 95 | 10 | 1 | 8760 | 340 | 125 | 0.0187 | 0.15 | 0.913 | 2.6684 | 1.1282 | 1.5402
| 96 | 10 | 1 | 8760 | 340 | 125 | 0.0187 | 0.15 | 0.913 | 2.6684 | 1.1282 | 1.5402
| 97 | 10 | 1 | 8760 | 340 | 125 | 0.0187 | 0.15 | 0.913 | 2.6684 | 1.1282 | 1.5402
| 98 | 10 | 1 | 8760 | 340 | 125 | 0.0187 | 0.15 | 0.913 | 2.6684 | 1.1282 | 1.5402
| 99 | 10 | 1 | 8760 | 340 | 125 | 0.0187 | 0.15 | 0.913 | 2.6684 | 1.1282 | 1.5402
| 100 | 12 | 1 | 8760 | 433 | 165 | 0.0187 | 0.15 | 0.913 | 3.3983 | 1.4892 | 1.9091
| 101 | 12 | 1 | 8760 | 433 | 165 | 0.0187 | 0.15 | 0.913 | 3.3983 | 1.4892 | 1.9091
| 102 | 12 | 1 | 8760 | 433 | 165 | 0.0187 | 0.15 | 0.913 | 3.3983 | 1.4892 | 1.9091
| 103 | 12 | 1 | 8760 | 433 | 165 | 0.0187 | 0.15 | 0.913 | 3.3983 | 1.4892 | 1.9091
| 104 | 12 | 1 | 8760 | 433 | 165 | 0.0187 | 0.15 | 0.913 | 3.3983 | 1.4892 | 1.9091
| 105 | 12 | 1 | 8760 | 433 | 165 | 0.0187 | 0.15 | 0.913 | 3.3983 | 1.4892 | 1.9091
| 106 | 12 | 1 | 8760 | 433 | 165 | 0.0187 | 0.15 | 0.913 | 3.3983 | 1.4892 | 1.9091
| 107 | 12 | 1 | 8760 | 433 | 165 | 0.0187 | 0.15 | 0.913 | 3.3983 | 1.4892 | 1.9091
| 108 | 12 | 1 | 8760 | 433 | 165 | 0.0187 | 0.15 | 0.913 | 3.3983 | 1.4892 | 1.9091
| 109 | 12 | 1 | 8760 | 433 | 165 | 0.0187 | 0.15 | 0.913 | 3.3983 | 1.4892 | 1.9091
| 110 | 12 | 1 | 8760 | 433 | 165 | 0.0187 | 0.15 | 0.913 | 3.3983 | 1.4892 | 1.9091
| 111 | 13 | 1 | 8760 | 580 | 220 | 0.0187 | 0.15 | 0.913 | 4.552 | 1.9856 | 2.5664
| 112 | 5 | 1 | 8760 | 192 | 64 | 0.0187 | 0.15 | 0.913 | 1.5069 | 0.57764 | 0.92924
| 113 | 5 | 1 | 8760 | 192 | 64 | 0.0187 | 0.15 | 0.913 | 1.5069 | 0.57764 | 0.92924
| 114 | 5 | 1 | 8760 | 192 | 64 | 0.0187 | 0.15 | 0.913 | 1.5069 | 0.57764 | 0.92924
| 115 | 5 | 1 | 8760 | 192 | 64 | 0.0187 | 0.15 | 0.913 | 1.5069 | 0.57764 | 0.92924
| 116 | 5 | 1 | 8760 | 192 | 64 | 0.0187 | 0.15 | 0.913 | 1.5069 | 0.57764 | 0.92924
| 117 | 5 | 1 | 8760 | 192 | 64 | 0.0187 | 0.15 | 0.913 | 1.5069 | 0.57764 | 0.92924
| 118 | 2 | 1 | 8760 | 92 | 31 | 0.0187 | 0.15 | 0.913 | 0.72205 | 0.27979 | 0.44225
| 119 | 2 | 1 | 8760 | 92 | 31 | 0.0187 | 0.15 | 0.913 | 0.72205 | 0.27979 | 0.44225
| 120 | 2 | 1 | 8760 | 92 | 31 | 0.0187 | 0.15 | 0.913 | 0.72205 | 0.27979 | 0.44225
| 121 | 2 | 1 | 8760 | 92 | 31 | 0.0187 | 0.15 | 0.913 | 0.72205 | 0.27979 | 0.44225
| 122 | 2 | 1 | 8760 | 92 | 31 | 0.0187 | 0.15 | 0.913 | 0.72205 | 0.27979 | 0.44225
| 123 | 2 | 1 | 8760 | 92 | 31 | 0.0187 | 0.15 | 0.913 | 0.72205 | 0.27979 | 0.44225
| 124 | 2 | 1 | 8760 | 92 | 31 | 0.0187 | 0.15 | 0.913 | 0.72205 | 0.27979 | 0.44225
| 125 | 3 | 1 | 8760 | 108 | 36 | 0.0187 | 0.15 | 0.913 | 0.84762 | 0.32492 | 0.5227
| 126 | 3 | 1 | 8760 | 108 | 36 | 0.0187 | 0.15 | 0.913 | 0.84762 | 0.32492 | 0.5227
| 127 | 3 | 1 | 8760 | 108 | 36 | 0.0187 | 0.15 | 0.913 | 0.84762 | 0.32492 | 0.5227
| 128 | 3 | 1 | 8760 | 108 | 36 | 0.0187 | 0.15 | 0.913 | 0.84762 | 0.32492 | 0.5227
| 129 | 3 | 1 | 8760 | 108 | 36 | 0.0187 | 0.15 | 0.913 | 0.84762 | 0.32492 | 0.5227
| 130 | 3 | 1 | 8760 | 108 | 36 | 0.0187 | 0.15 | 0.913 | 0.84762 | 0.32492 | 0.5227
| 131 | 3 | 1 | 8760 | 108 | 36 | 0.0187 | 0.15 | 0.913 | 0.84762 | 0.32492 | 0.5227
| 132 | 3 | 1 | 8760 | 108 | 36 | 0.0187 | 0.15 | 0.913 | 0.84762 | 0.32492 | 0.5227
| 133 | 3 | 1 | 8760 | 108 | 36 | 0.0187 | 0.15 | 0.913 | 0.84762 | 0.32492 | 0.5227
| 134 | 3 | 1 | 8760 | 108 | 36 | 0.0187 | 0.15 | 0.913 | 0.84762 | 0.32492 | 0.5227
| 135 | 3 | 1 | 8760 | 108 | 36 | 0.0187 | 0.15 | 0.913 | 0.84762 | 0.32492 | 0.5227
| 136 | 3 | 1 | 8760 | 108 | 36 | 0.0187 | 0.15 | 0.913 | 0.84762 | 0.32492 | 0.5227
| 137 | 3 | 1 | 8760 | 108 | 36 | 0.0187 | 0.15 | 0.913 | 0.84762 | 0.32492 | 0.5227
| 138 | 3 | 1 | 8760 | 108 | 36 | 0.0187 | 0.15 | 0.913 | 0.84762 | 0.32492 | 0.5227
| 139 | 3 | 1 | 8760 | 108 | 36 | 0.0187 | 0.15 | 0.913 | 0.84762 | 0.32492 | 0.5227
| 140 | 3 | 1 | 8760 | 108 | 36 | 0.0187 | 0.15 | 0.913 | 0.84762 | 0.32492 | 0.5227
| 141 | 3 | 1 | 8760 | 108 | 36 | 0.0187 | 0.15 | 0.913 | 0.84762 | 0.32492 | 0.5227
| 142 | 3 | 1 | 8760 | 108 | 36 | 0.0187 | 0.15 | 0.913 | 0.84762 | 0.32492 | 0.5227
| 143 | 3 | 1 | 8760 | 108 | 36 | 0.0187 | 0.15 | 0.913 | 0.84762 | 0.32492 | 0.5227
| 144 | 3 | 1 | 8760 | 108 | 36 | 0.0187 | 0.15 | 0.913 | 0.84762 | 0.32492 | 0.5227
| 145 | 3 | 1 | 8760 | 108 | 36 | 0.0187 | 0.15 | 0.913 | 0.84762 | 0.32492 | 0.5227
| 146 | 3 | 1 | 8760 | 108 | 36 | 0.0187 | 0.15 | 0.913 | 0.84762 | 0.32492 | 0.5227
| 147 | 3 | 1 | 8760 | 108 | 36 | 0.0187 | 0.15 | 0.913 | 0.84762 | 0.32492 | 0.5227
| 148 | 3 | 1 | 8760 | 108 | 36 | 0.0187 | 0.15 | 0.913 | 0.84762 | 0.32492 | 0.5227
| 149 | 3 | 1 | 8760 | 108 | 36 | 0.0187 | 0.15 | 0.913 | 0.84762 | 0.32492 | 0.5227
| 150 | 3 | 1 | 8760 | 108 | 36 | 0.0187 | 0.15 | 0.913 | 0.84762 | 0.32492 | 0.5227
| 151 | 3 | 1 | 8760 | 108 | 36 | 0.0187 | 0.15 | 0.913 | 0.84762 | 0.32492 | 0.5227
| 152 | 3 | 1 | 8760 | 108 | 36 | 0.0187 | 0.15 | 0.913 | 0.84762 | 0.32492 | 0.5227
| 153 | 3 | 1 | 8760 | 108 | 36 | 0.0187 | 0.15 | 0.913 | 0.84762 | 0.32492 | 0.5227
| 154 | 7 | 1 | 8760 | 205 | 75 | 0.0187 | 0.15 | 0.913 | 1.6089 | 0.67692 | 0.93199
| 155 | 7 | 1 | 8760 | 205 | 75 | 0.0187 | 0.15 | 0.913 | 1.6089 | 0.67692 | 0.93199
| 156 | 7 | 1 | 8760 | 205 | 75 | 0.0187 | 0.15 | 0.913 | 1.6089 | 0.67692 | 0.93199
| 157 | 7 | 1 | 8760 | 205 | 75 | 0.0187 | 0.15 | 0.913 | 1.6089 | 0.67692 | 0.93199
| 158 | 7 | 1 | 8760 | 205 | 75 | 0.0187 | 0.15 | 0.913 | 1.6089 | 0.67692 | 0.93199
| 159 | 7 | 1 | 8760 | 205 | 75 | 0.0187 | 0.15 | 0.913 | 1.6089 | 0.67692 | 0.93199
| 160 | 7 | 1 | 8760 | 205 | 75 | 0.0187 | 0.15 | 0.913 | 1.6089 | 0.67692 | 0.93199
| 161 | 7 | 1 | 8760 | 205 | 75 | 0.0187 | 0.15 | 0.913 | 1.6089 | 0.67692 | 0.93199
| 162 | 7 | 1 | 8760 | 205 | 75 | 0.0187 | 0.15 | 0.913 | 1.6089 | 0.67692 | 0.93199
| 163 | 7 | 1 | 8760 | 205 | 75 | 0.0187 | 0.15 | 0.913 | 1.6089 | 0.67692 | 0.93199
| 164 | 7 | 1 | 8760 | 205 | 75 | 0.0187 | 0.15 | 0.913 | 1.6089 | 0.67692 | 0.93199
| 165 | 7 | 1 | 8760 | 205 | 75 | 0.0187 | 0.15 | 0.913 | 1.6089 | 0.67692 | 0.93199
| 166 | 7 | 1 | 8760 | 205 | 75 | 0.0187 | 0.15 | 0.913 | 1.6089 | 0.67692 | 0.93199
| 167 | 7 | 1 | 8760 | 205 | 75 | 0.0187 | 0.15 | 0.913 | 1.6089 | 0.67692 | 0.93199
| 168 | 7 | 1 | 8760 | 205 | 75 | 0.0187 | 0.15 | 0.913 | 1.6089 | 0.67692 | 0.93199
| 169 | 7 | 1 | 8760 | 205 | 75 | 0.0187 | 0.15 | 0.913 | 1.6089 | 0.67692 | 0.93199
| 170 | 7 | 1 | 8760 | 205 | 75 | 0.0187 | 0.15 | 0.913 | 1.6089 | 0.67692 | 0.93199
| 171 | 7 | 1 | 8760 | 205 | 75 | 0.0187 | 0.15 | 0.913 | 1.6089 | 0.67692 | 0.93199
| 172 | 7 | 1 | 8760 | 205 | 75 | 0.0187 | 0.15 | 0.913 | 1.6089 | 0.67692 | 0.93199
| 173 | 7 | 1 | 8760 | 205 | 75 | 0.0187 | 0.15 | 0.913 | 1.6089 | 0.67692 | 0.93199
| 174 | 7 | 1 | 8760 | 205 | 75 | 0.0187 | 0.15 | 0.913 | 1.6089 | 0.67692 | 0.93199
| 175 | 7 | 1 | 8760 | 205 | 75 | 0.0187 | 0.15 | 0.913 | 1.6089 | 0.67692 | 0.93199
| 176 | 7 | 1 | 8760 | 205 | 75 | 0.0187 | 0.15 | 0.913 | 1.6089 | 0.67692 | 0.93199
| 177 | 7 | 1 | 8760 | 205 | 75 | 0.0187 | 0.15 | 0.913 | 1.6089 | 0.67692 | 0.93199
| 178 | 7 | 1 | 8760 | 205 | 75 | 0.0187 | 0.15 | 0.913 | 1.6089 | 0.67692 | 0.93199
| 179 | 8 | 1 | 8760 | 280 | 95 | 0.0187 | 0.15 | 0.913 | 2.1975 | 0.85743 | 1.3401
| 180 | 10 | 1 | 8760 | 340 | 125 | 0.0187 | 0.15 | 0.913 | 2.6684 | 1.1282 | 1.5402
| 181 | 10 | 1 | 8760 | 340 | 125 | 0.0187 | 0.15 | 0.913 | 2.6684 | 1.1282 | 1.5402
| 182 | 10 | 1 | 8760 | 340 | 125 | 0.0187 | 0.15 | 0.913 | 2.6684 | 1.1282 | 1.5402
| 183 | 10 | 1 | 8760 | 340 | 125 | 0.0187 | 0.15 | 0.913 | 2.6684 | 1.1282 | 1.5402
| 184 | 10 | 1 | 8760 | 340 | 125 | 0.0187 | 0.15 | 0.913 | 2.6684 | 1.1282 | 1.5402
| 185 | 10 | 1 | 8760 | 340 | 125 | 0.0187 | 0.15 | 0.913 | 2.6684 | 1.1282 | 1.5402
| 186 | 10 | 1 | 8760 | 340 | 125 | 0.0187 | 0.15 | 0.913 | 2.6684 | 1.1282 | 1.5402
| 187 | 10 | 1 | 8760 | 340 | 125 | 0.0187 | 0.15 | 0.913 | 2.6684 | 1.1282 | 1.5402
| 188 | 10 | 1 | 8760 | 340 | 125 | 0.0187 | 0.15 | 0.913 | 2.6684 | 1.1282 | 1.5402
| 189 | 10 | 1 | 8760 | 340 | 125 | 0.0187 | 0.15 | 0.913 | 2.6684 | 1.1282 | 1.5402
| 190 | 10 | 1 | 8760 | 340 | 125 | 0.0187 | 0.15 | 0.913 | 2.6684 | 1.1282 | 1.5402
| 191 | 10 | 1 | 8760 | 340 | 125 | 0.0187 | 0.15 | 0.913 | 2.6684 | 1.1282 | 1.5402
| 192 | 10 | 1 | 8760 | 340 | 125 | 0.0187 | 0.15 | 0.913 | 2.6684 | 1.1282 | 1.5402
| 193 | 10 | 1 | 8760 | 340 | 125 | 0.0187 | 0.15 | 0.913 | 2.6684 | 1.1282 | 1.5402
| 194 | 10 | 1 | 8760 | 340 | 125 | 0.0187 | 0.15 | 0.913 | 2.6684 | 1.1282 | 1.5402
| 195 | 10 | 1 | 8760 | 340 | 125 | 0.0187 | 0.15 | 0.913 | 2.6684 | 1.1282 | 1.5402
| 196 | 10 | 1 | 8760 | 340 | 125 | 0.0187 | 0.15 | 0.913 | 2.6684 | 1.1282 | 1.5402
| 197 | 10 | 1 | 8760 | 340 | 125 | 0.0187 | 0.15 | 0.913 | 2.6684 | 1.1282 | 1.5402
| 198 | 10 | 1 | 8760 | 340 | 125 | 0.0187 | 0.15 | 0.913 | 2.6684 | 1.1282 | 1.5402
| 199 | 10 | 1 | 8760 | 340 | 125 | 0.0187 | 0.15 | 0.913 | 2.6684 | 1.1282 | 1.5402
| 200 | 10 | 1 | 8760 | 340 | 125 | 0.0187 | 0.15 | 0.913 | 2.6684 | 1.1282 | 1.5402
| 201 | 10 | 1 | 8760 | 340 | 125 | 0.0187 | 0.15 | 0.913 | 2.6684 | 1.1282 | 1.5402
| 202 | 10 | 1 | 8760 | 340 | 125 | 0.0187 | 0.15 | 0.913 | 2.6684 | 1.1282 | 1.5402
| 203 | 10 | 1 | 8760 | 340 | 125 | 0.0187 | 0.15 | 0.913 | 2.6684 | 1.1282 | 1.5402
| 204 | 10 | 1 | 8760 | 340 | 125 | 0.0187 | 0.15 | 0.913 | 2.6684 | 1.1282 | 1.5402
| 205 | 10 | 1 | 8760 | 340 | 125 | 0.0187 | 0.15 | 0.913 | 2.6684 | 1.1282 | 1.5402
| 206 | 10 | 1 | 8760 | 340 | 125 | 0.0187 | 0.15 | 0.913 | 2.6684 | 1.1282 | 1.5402
| 207 | 10 | 1 | 8760 | 340 | 125 | 0.0187 | 0.15 | 0.913 | 2.6684 | 1.1282 | 1.5402
| 208 | 10 | 1 | 8760 | 340 | 125 | 0.0187 | 0.15 | 0.913 | 2.6684 | 1.1282 | 1.5402
| 209 | 10 | 1 | 8760 | 340 | 125 | 0.0187 | 0.15 | 0.913 | 2.6684 | 1.1282 | 1.5402
| 210 | 10 | 1 | 8760 | 340 | 125 | 0.0187 | 0.15 | 0.913 | 2.6684 | 1.1282 | 1.5402
| 211 | 10 | 1 | 8760 | 340 | 125 | 0.0187 | 0.15 | 0.913 | 2.6684 | 1.1282 | 1.5402
| 212 | 10 | 1 | 8760 | 340 | 125 | 0.0187 | 0.15 | 0.913 | 2.6684 | 1.1282 | 1.5402
| 213 | 10 | 1 | 8760 | 340 | 125 | 0.0187 | 0.15 | 0.913 | 2.6684 | 1.1282 | 1.5402
| 214 | 10 | 1 | 8760 | 340 | 125 | 0.0187 | 0.15 | 0.913 | 2.6684 | 1.1282 | 1.5402
| 215 | 10 | 1 | 8760 | 340 | 125 | 0.0187 | 0.15 | 0.913 | 2.6684 | 1.1282 | 1.5402
| 216 | 10 | 1 | 8760 | 340 | 125 | 0.0187 | 0.15 | 0.913 | 2.6684 | 1.1282 | 1.5402
| 217 | 10 | 1 | 8760 | 340 | 125 | 0.0187 | 0.15 | 0.913 | 2.6684 | 1.1282 | 1.5402
| 218 | 10 | 1 | 8760 | 340 | 125 | 0.0187 | 0.15 | 0.913 | 2.6684 | 1.1282 | 1.5402
| 219 | 10 | 1 | 8760 | 340 | 125 | 0.0187 | 0.15 | 0.913 | 2.6684 | 1.1282 | 1.5402
| 220 | 10 | 1 | 8760 | 340 | 125 | 0.0187 | 0.15 | 0.913 | 2.6684 | 1.1282 | 1.5402
| 221 | 10 | 1 | 8760 | 340 | 125 | 0.0187 | 0.15 | 0.913 | 2.6684 | 1.1282 | 1.5402
| 222 | 10 | 1 | 8760 | 340 | 125 | 0.0187 | 0.15 | 0.913 | 2.6684 | 1.1282 | 1.5402
| 223 | 10 | 1 | 8760 | 340 | 125 | 0.0187 | 0.15 | 0.913 | 2.6684 | 1.1282 | 1.5402
| 224 | 10 | 1 | 8760 | 340 | 125 | 0.0187 | 0.15 | 0.913 | 2.6684 | 1.1282 | 1.5402
| 225 | 10 | 1 | 8760 | 340 | 125 | 0.0187 | 0.15 | 0.913 | 2.6684 | 1.1282 | 1.5402
| 226 | 10 | 1 | 8760 | 340 | 125 | 0.0187 | 0.15 | 0.913 | 2.6684 | 1.1282 | 1.5402
| 227 | 12 | 1 | 8760 | 433 | 165 | 0.0187 | 0.15 | 0.913 | 3.3983 | 1.4892 | 1.9091
| 228 | 12 | 1 | 8760 | 433 | 165 | 0.0187 | 0.15 | 0.913 | 3.3983 | 1.4892 | 1.9091
| 229 | 12 | 1 | 8760 | 433 | 165 | 0.0187 | 0.15 | 0.913 | 3.3983 | 1.4892 | 1.9091
| 230 | 12 | 1 | 8760 | 433 | 165 | 0.0187 | 0.15 | 0.913 | 3.3983 | 1.4892 | 1.9091
| 231 | 12 | 1 | 8760 | 433 | 165 | 0.0187 | 0.15 | 0.913 | 3.3983 | 1.4892 | 1.9091
| 232 | 12 | 1 | 8760 | 433 | 165 | 0.0187 | 0.15 | 0.913 | 3.3983 | 1.4892 | 1.9091
| 233 | 12 | 1 | 8760 | 433 | 165 | 0.0187 | 0.15 | 0.913 | 3.3983 | 1.4892 | 1.9091
| 234 | 12 | 1 | 8760 | 433 | 165 | 0.0187 | 0.15 | 0.913 | 3.3983 | 1.4892 | 1.9091
| 235 | 12 | 1 | 8760 | 433 | 165 | 0.0187 | 0.15 | 0.913 | 3.3983 | 1.4892 | 1.9091
| 236 | 12 | 1 | 8760 | 433 | 165 | 0.0187 | 0.15 | 0.913 | 3.3983 | 1.4892 | 1.9091
| 237 | 12 | 1 | 8760 | 433 | 165 | 0.0187 | 0.15 | 0.913 | 3.3983 | 1.4892 | 1.9091
| 238 | 12 | 1 | 8760 | 433 | 165 | 0.0187 | 0.15 | 0.913 | 3.3983 | 1.4892 | 1.9091
| 239 | 12 | 1 | 8760 | 433 | 165 | 0.0187 | 0.15 | 0.913 | 3.3983 | 1.4892 | 1.9091
| 240 | 12 | 1 | 8760 | 433 | 165 | 0.0187 | 0.15 | 0.913 | 3.3983 | 1.4892 | 1.9091
| 241 | 12 | 1 | 8760 | 433 | 165 | 0.0187 | 0.15 | 0.913 | 3.3983 | 1.4892 | 1.9091
| 242 | 12 | 1 | 8760 | 433 | 165 | 0.0187 | 0.15 | 0.913 | 3.3983 | 1.4892 | 1.9091
| 243 | 12 | 1 | 8760 | 433 | 165 | 0.0187 | 0.15 | 0.913 | 3.3983 | 1.4892 | 1.9091
| 244 | 12 | 1 | 8760 | 433 | 165 | 0.0187 | 0.15 | 0.913 | 3.3983 | 1.4892 | 1.9091
| 245 | 12 | 1 | 8760 | 433 | 165 | 0.0187 | 0.15 | 0.913 | 3.3983 | 1.4892 | 1.9091
| 246 | 13 | 1 | 8760 | 580 | 220 | 0.0187 | 0.15 | 0.913 | 4.552 | 1.9856 | 2.5664
| 247 | 14 | 1 | 8760 | 780 | 270 | 0.0187 | 0.15 | 0.913 | 6.1217 | 2.4369 | 3.6848
| 248 | 1 | 1 | 8760 | 67 | 22 | 0.0187 | 0.15 | 0.913 | 0.52584 | 0.19856 | 0.32727
| 249 | 3 | 1 | 8760 | 108 | 36 | 0.0187 | 0.15 | 0.913 | 0.84762 | 0.32492 | 0.5227
| 250 | 3 | 1 | 8760 | 108 | 36 | 0.0187 | 0.15 | 0.913 | 0.84762 | 0.32492 | 0.5227
| 251 | 3 | 1 | 8760 | 108 | 36 | 0.0187 | 0.15 | 0.913 | 0.84762 | 0.32492 | 0.5227
| 252 | 3 | 1 | 8760 | 108 | 36 | 0.0187 | 0.15 | 0.913 | 0.84762 | 0.32492 | 0.5227
| 253 | 3 | 1 | 8760 | 108 | 36 | 0.0187 | 0.15 | 0.913 | 0.84762 | 0.32492 | 0.5227
| 254 | 3 | 1 | 8760 | 108 | 36 | 0.0187 | 0.15 | 0.913 | 0.84762 | 0.32492 | 0.5227
| 255 | 3 | 1 | 8760 | 108 | 36 | 0.0187 | 0.15 | 0.913 | 0.84762 | 0.32492 | 0.5227
| 256 | 3 | 1 | 8760 | 108 | 36 | 0.0187 | 0.15 | 0.913 | 0.84762 | 0.32492 | 0.5227
| 257 | 3 | 1 | 8760 | 108 | 36 | 0.0187 | 0.15 | 0.913 | 0.84762 | 0.32492 | 0.5227
| 258 | 3 | 1 | 8760 | 108 | 36 | 0.0187 | 0.15 | 0.913 | 0.84762 | 0.32492 | 0.5227
| 259 | 3 | 1 | 8760 | 108 | 36 | 0.0187 | 0.15 | 0.913 | 0.84762 | 0.32492 | 0.5227
| 260 | 3 | 1 | 8760 | 108 | 36 | 0.0187 | 0.15 | 0.913 | 0.84762 | 0.32492 | 0.5227
| 261 | 3 | 1 | 8760 | 108 | 36 | 0.0187 | 0.15 | 0.913 | 0.84762 | 0.32492 | 0.5227
| 262 | 4 | 1 | 8760 | 148 | 49 | 0.0187 | 0.15 | 0.913 | 1.1616 | 0.44225 | 0.7193
| 263 | 4 | 1 | 8760 | 148 | 49 | 0.0187 | 0.15 | 0.913 | 1.1616 | 0.44225 | 0.7193
| 264 | 6 | 1 | 8760 | 120 | 60 | 0.0187 | 0.15 | 0.913 | 0.9418 | 0.54153 | 0.40026
| 265 | 7 | 1 | 8760 | 205 | 75 | 0.0187 | 0.15 | 0.913 | 1.6089 | 0.67692 | 0.93199
| 266 | 7 | 1 | 8760 | 205 | 75 | 0.0187 | 0.15 | 0.913 | 1.6089 | 0.67692 | 0.93199
| 267 | 7 | 1 | 8760 | 205 | 75 | 0.0187 | 0.15 | 0.913 | 1.6089 | 0.67692 | 0.93199
| 268 | 7 | 1 | 8760 | 205 | 75 | 0.0187 | 0.15 | 0.913 | 1.6089 | 0.67692 | 0.93199
| 269 | 7 | 1 | 8760 | 205 | 75 | 0.0187 | 0.15 | 0.913 | 1.6089 | 0.67692 | 0.93199
| 270 | 7 | 1 | 8760 | 205 | 75 | 0.0187 | 0.15 | 0.913 | 1.6089 | 0.67692 | 0.93199
| 271 | 7 | 1 | 8760 | 205 | 75 | 0.0187 | 0.15 | 0.913 | 1.6089 | 0.67692 | 0.93199
| 272 | 7 | 1 | 8760 | 205 | 75 | 0.0187 | 0.15 | 0.913 | 1.6089 | 0.67692 | 0.93199
| 273 | 7 | 1 | 8760 | 205 | 75 | 0.0187 | 0.15 | 0.913 | 1.6089 | 0.67692 | 0.93199
| 274 | 7 | 1 | 8760 | 205 | 75 | 0.0187 | 0.15 | 0.913 | 1.6089 | 0.67692 | 0.93199
| 275 | 7 | 1 | 8760 | 205 | 75 | 0.0187 | 0.15 | 0.913 | 1.6089 | 0.67692 | 0.93199
| 276 | 7 | 1 | 8760 | 205 | 75 | 0.0187 | 0.15 | 0.913 | 1.6089 | 0.67692 | 0.93199
| 277 | 7 | 1 | 8760 | 205 | 75 | 0.0187 | 0.15 | 0.913 | 1.6089 | 0.67692 | 0.93199
| 278 | 7 | 1 | 8760 | 205 | 75 | 0.0187 | 0.15 | 0.913 | 1.6089 | 0.67692 | 0.93199
| 279 | 7 | 1 | 8760 | 205 | 75 | 0.0187 | 0.15 | 0.913 | 1.6089 | 0.67692 | 0.93199
| 280 | 7 | 1 | 8760 | 205 | 75 | 0.0187 | 0.15 | 0.913 | 1.6089 | 0.67692 | 0.93199
| 281 | 7 | 1 | 8760 | 205 | 75 | 0.0187 | 0.15 | 0.913 | 1.6089 | 0.67692 | 0.93199
| 282 | 8 | 1 | 8760 | 280 | 95 | 0.0187 | 0.15 | 0.913 | 2.1975 | 0.85743 | 1.3401
| 283 | 8 | 1 | 8760 | 280 | 95 | 0.0187 | 0.15 | 0.913 | 2.1975 | 0.85743 | 1.3401
| 284 | 9 | 1 | 8760 | 295 | 108 | 0.0187 | 0.15 | 0.913 | 2.3153 | 0.97476 | 1.3405
| 285 | 10 | 1 | 8760 | 340 | 125 | 0.0187 | 0.15 | 0.913 | 2.6684 | 1.1282 | 1.5402
| 286 | 10 | 1 | 8760 | 340 | 125 | 0.0187 | 0.15 | 0.913 | 2.6684 | 1.1282 | 1.5402
| 287 | 10 | 1 | 8760 | 340 | 125 | 0.0187 | 0.15 | 0.913 | 2.6684 | 1.1282 | 1.5402
| 288 | 10 | 1 | 8760 | 340 | 125 | 0.0187 | 0.15 | 0.913 | 2.6684 | 1.1282 | 1.5402
| 289 | 10 | 1 | 8760 | 340 | 125 | 0.0187 | 0.15 | 0.913 | 2.6684 | 1.1282 | 1.5402
| 290 | 10 | 1 | 8760 | 340 | 125 | 0.0187 | 0.15 | 0.913 | 2.6684 | 1.1282 | 1.5402
| 291 | 10 | 1 | 8760 | 340 | 125 | 0.0187 | 0.15 | 0.913 | 2.6684 | 1.1282 | 1.5402
| 292 | 10 | 1 | 8760 | 340 | 125 | 0.0187 | 0.15 | 0.913 | 2.6684 | 1.1282 | 1.5402
| 293 | 10 | 1 | 8760 | 340 | 125 | 0.0187 | 0.15 | 0.913 | 2.6684 | 1.1282 | 1.5402
| 294 | 10 | 1 | 8760 | 340 | 125 | 0.0187 | 0.15 | 0.913 | 2.6684 | 1.1282 | 1.5402
| 295 | 10 | 1 | 8760 | 340 | 125 | 0.0187 | 0.15 | 0.913 | 2.6684 | 1.1282 | 1.5402
| 296 | 10 | 1 | 8760 | 340 | 125 | 0.0187 | 0.15 | 0.913 | 2.6684 | 1.1282 | 1.5402
| 297 | 10 | 1 | 8760 | 340 | 125 | 0.0187 | 0.15 | 0.913 | 2.6684 | 1.1282 | 1.5402
| 298 | 10 | 1 | 8760 | 340 | 125 | 0.0187 | 0.15 | 0.913 | 2.6684 | 1.1282 | 1.5402
| 299 | 10 | 1 | 8760 | 340 | 125 | 0.0187 | 0.15 | 0.913 | 2.6684 | 1.1282 | 1.5402
| 300 | 10 | 1 | 8760 | 340 | 125 | 0.0187 | 0.15 | 0.913 | 2.6684 | 1.1282 | 1.5402
| 301 | 10 | 1 | 8760 | 340 | 125 | 0.0187 | 0.15 | 0.913 | 2.6684 | 1.1282 | 1.5402
| 302 | 10 | 1 | 8760 | 340 | 125 | 0.0187 | 0.15 | 0.913 | 2.6684 | 1.1282 | 1.5402
| 303 | 10 | 1 | 8760 | 340 | 125 | 0.0187 | 0.15 | 0.913 | 2.6684 | 1.1282 | 1.5402
| 304 | 10 | 1 | 8760 | 340 | 125 | 0.0187 | 0.15 | 0.913 | 2.6684 | 1.1282 | 1.5402
| 305 | 10 | 1 | 8760 | 340 | 125 | 0.0187 | 0.15 | 0.913 | 2.6684 | 1.1282 | 1.5402
| 306 | 10 | 1 | 8760 | 340 | 125 | 0.0187 | 0.15 | 0.913 | 2.6684 | 1.1282 | 1.5402
| 307 | 10 | 1 | 8760 | 340 | 125 | 0.0187 | 0.15 | 0.913 | 2.6684 | 1.1282 | 1.5402
| 308 | 10 | 1 | 8760 | 340 | 125 | 0.0187 | 0.15 | 0.913 | 2.6684 | 1.1282 | 1.5402
| 309 | 10 | 1 | 8760 | 340 | 125 | 0.0187 | 0.15 | 0.913 | 2.6684 | 1.1282 | 1.5402
| 310 | 12 | 1 | 8760 | 433 | 165 | 0.0187 | 0.15 | 0.913 | 3.3983 | 1.4892 | 1.9091
| 311 | 12 | 1 | 8760 | 433 | 165 | 0.0187 | 0.15 | 0.913 | 3.3983 | 1.4892 | 1.9091
| 312 | 12 | 1 | 8760 | 433 | 165 | 0.0187 | 0.15 | 0.913 | 3.3983 | 1.4892 | 1.9091
| 313 | 12 | 1 | 8760 | 433 | 165 | 0.0187 | 0.15 | 0.913 | 3.3983 | 1.4892 | 1.9091
| 314 | 12 | 1 | 8760 | 433 | 165 | 0.0187 | 0.15 | 0.913 | 3.3983 | 1.4892 | 1.9091
| 315 | 12 | 1 | 8760 | 433 | 165 | 0.0187 | 0.15 | 0.913 | 3.3983 | 1.4892 | 1.9091
| 316 | 12 | 1 | 8760 | 433 | 165 | 0.0187 | 0.15 | 0.913 | 3.3983 | 1.4892 | 1.9091
| 317 | 12 | 1 | 8760 | 433 | 165 | 0.0187 | 0.15 | 0.913 | 3.3983 | 1.4892 | 1.9091
| 318 | 12 | 1 | 8760 | 433 | 165 | 0.0187 | 0.15 | 0.913 | 3.3983 | 1.4892 | 1.9091
| 319 | 12 | 1 | 8760 | 433 | 165 | 0.0187 | 0.15 | 0.913 | 3.3983 | 1.4892 | 1.9091
| 320 | 12 | 1 | 8760 | 433 | 165 | 0.0187 | 0.15 | 0.913 | 3.3983 | 1.4892 | 1.9091
| 321 | 12 | 1 | 8760 | 433 | 165 | 0.0187 | 0.15 | 0.913 | 3.3983 | 1.4892 | 1.9091
| 322 | 12 | 1 | 8760 | 433 | 165 | 0.0187 | 0.15 | 0.913 | 3.3983 | 1.4892 | 1.9091
| 323 | 12 | 1 | 8760 | 433 | 165 | 0.0187 | 0.15 | 0.913 | 3.3983 | 1.4892 | 1.9091
| 324 | 12 | 1 | 8760 | 433 | 165 | 0.0187 | 0.15 | 0.913 | 3.3983 | 1.4892 | 1.9091
| 325 | 12 | 1 | 8760 | 433 | 165 | 0.0187 | 0.15 | 0.913 | 3.3983 | 1.4892 | 1.9091
| 326 | 12 | 1 | 8760 | 433 | 165 | 0.0187 | 0.15 | 0.913 | 3.3983 | 1.4892 | 1.9091
| 327 | 12 | 1 | 8760 | 433 | 165 | 0.0187 | 0.15 | 0.913 | 3.3983 | 1.4892 | 1.9091
| 328 | 12 | 1 | 8760 | 433 | 165 | 0.0187 | 0.15 | 0.913 | 3.3983 | 1.4892 | 1.9091
| 329 | 12 | 1 | 8760 | 433 | 165 | 0.0187 | 0.15 | 0.913 | 3.3983 | 1.4892 | 1.9091
| 330 | 12 | 1 | 8760 | 433 | 165 | 0.0187 | 0.15 | 0.913 | 3.3983 | 1.4892 | 1.9091
| 331 | 13 | 1 | 8760 | 580 | 220 | 0.0187 | 0.15 | 0.913 | 4.552 | 1.9856 | 2.5664
| 332 | 11 | 1 | 8760 | 385 | 145 | 0.0187 | 0.15 | 0.913 | 3.0216 | 1.3087 | 1.7129
| 333 | 15 | 1 | 8760 | 108 | 36 | 0.0187 | 0.15 | 0.913 | 0.84762 | 0.32492 | 0.5227
| 334 | 15 | 1 | 8760 | 108 | 36 | 0.0187 | 0.15 | 0.913 | 0.84762 | 0.32492 | 0.5227
| 335 | 15 | 1 | 8760 | 108 | 36 | 0.0187 | 0.15 | 0.913 | 0.84762 | 0.32492 | 0.5227
| 336 | 15 | 1 | 8760 | 108 | 36 | 0.0187 | 0.15 | 0.913 | 0.84762 | 0.32492 | 0.5227
| 337 | 15 | 1 | 8760 | 108 | 36 | 0.0187 | 0.15 | 0.913 | 0.84762 | 0.32492 | 0.5227
| 338 | 15 | 1 | 8760 | 108 | 36 | 0.0187 | 0.15 | 0.913 | 0.84762 | 0.32492 | 0.5227
| 339 | 15 | 1 | 8760 | 108 | 36 | 0.0187 | 0.15 | 0.913 | 0.84762 | 0.32492 | 0.5227
| 340 | 15 | 1 | 8760 | 108 | 36 | 0.0187 | 0.15 | 0.913 | 0.84762 | 0.32492 | 0.5227
| 341 | 15 | 1 | 8760 | 108 | 36 | 0.0187 | 0.15 | 0.913 | 0.84762 | 0.32492 | 0.5227
| 342 | 5 | 2 | 8760 | 192 | 64 | 0.0187 | 0.15 | 0.913 | 1.5069 | 0.57764 | 0.92924
| 343 | 5 | 2 | 8760 | 192 | 64 | 0.0187 | 0.15 | 0.913 | 1.5069 | 0.57764 | 0.92924
| 344 | 5 | 2 | 8760 | 192 | 64 | 0.0187 | 0.15 | 0.913 | 1.5069 | 0.57764 | 0.92924
| 345 | 5 | 2 | 8760 | 192 | 64 | 0.0187 | 0.15 | 0.913 | 1.5069 | 0.57764 | 0.92924
| 346 | 5 | 2 | 8760 | 192 | 64 | 0.0187 | 0.15 | 0.913 | 1.5069 | 0.57764 | 0.92924
| 347 | 5 | 2 | 8760 | 192 | 64 | 0.0187 | 0.15 | 0.913 | 1.5069 | 0.57764 | 0.92924
| 348 | 5 | 2 | 8760 | 192 | 64 | 0.0187 | 0.15 | 0.913 | 1.5069 | 0.57764 | 0.92924
| 349 | 5 | 2 | 8760 | 192 | 64 | 0.0187 | 0.15 | 0.913 | 1.5069 | 0.57764 | 0.92924
| 350 | 5 | 2 | 8760 | 192 | 64 | 0.0187 | 0.15 | 0.913 | 1.5069 | 0.57764 | 0.92924
| 351 | 5 | 2 | 8760 | 192 | 64 | 0.0187 | 0.15 | 0.913 | 1.5069 | 0.57764 | 0.92924
| 352 | 5 | 2 | 8760 | 192 | 64 | 0.0187 | 0.15 | 0.913 | 1.5069 | 0.57764 | 0.92924
| 353 | 5 | 2 | 8760 | 192 | 64 | 0.0187 | 0.15 | 0.913 | 1.5069 | 0.57764 | 0.92924
| 354 | 5 | 2 | 8760 | 192 | 64 | 0.0187 | 0.15 | 0.913 | 1.5069 | 0.57764 | 0.92924
| 355 | 5 | 2 | 8760 | 192 | 64 | 0.0187 | 0.15 | 0.913 | 1.5069 | 0.57764 | 0.92924
| 356 | 5 | 2 | 8760 | 192 | 64 | 0.0187 | 0.15 | 0.913 | 1.5069 | 0.57764 | 0.92924
| 357 | 5 | 2 | 8760 | 192 | 64 | 0.0187 | 0.15 | 0.913 | 1.5069 | 0.57764 | 0.92924
| 358 | 5 | 2 | 8760 | 192 | 64 | 0.0187 | 0.15 | 0.913 | 1.5069 | 0.57764 | 0.92924
| 359 | 5 | 2 | 8760 | 192 | 64 | 0.0187 | 0.15 | 0.913 | 1.5069 | 0.57764 | 0.92924
| 360 | 5 | 2 | 8760 | 192 | 64 | 0.0187 | 0.15 | 0.913 | 1.5069 | 0.57764 | 0.92924
| 361 | 5 | 2 | 8760 | 192 | 64 | 0.0187 | 0.15 | 0.913 | 1.5069 | 0.57764 | 0.92924
| 362 | 5 | 2 | 8760 | 192 | 64 | 0.0187 | 0.15 | 0.913 | 1.5069 | 0.57764 | 0.92924
| 363 | 5 | 2 | 8760 | 192 | 64 | 0.0187 | 0.15 | 0.913 | 1.5069 | 0.57764 | 0.92924
| 364 | 5 | 2 | 8760 | 192 | 64 | 0.0187 | 0.15 | 0.913 | 1.5069 | 0.57764 | 0.92924
| 365 | 5 | 2 | 8760 | 192 | 64 | 0.0187 | 0.15 | 0.913 | 1.5069 | 0.57764 | 0.92924
| 366 | 5 | 2 | 8760 | 192 | 64 | 0.0187 | 0.15 | 0.913 | 1.5069 | 0.57764 | 0.92924
| 367 | 5 | 2 | 8760 | 192 | 64 | 0.0187 | 0.15 | 0.913 | 1.5069 | 0.57764 | 0.92924
| 368 | 5 | 2 | 8760 | 192 | 64 | 0.0187 | 0.15 | 0.913 | 1.5069 | 0.57764 | 0.92924
| 369 | 5 | 2 | 8760 | 192 | 64 | 0.0187 | 0.15 | 0.913 | 1.5069 | 0.57764 | 0.92924
| 370 | 5 | 2 | 8760 | 192 | 64 | 0.0187 | 0.15 | 0.913 | 1.5069 | 0.57764 | 0.92924
| 371 | 5 | 2 | 8760 | 192 | 64 | 0.0187 | 0.15 | 0.913 | 1.5069 | 0.57764 | 0.92924
| 372 | 5 | 2 | 8760 | 192 | 64 | 0.0187 | 0.15 | 0.913 | 1.5069 | 0.57764 | 0.92924
| 373 | 5 | 2 | 8760 | 192 | 64 | 0.0187 | 0.15 | 0.913 | 1.5069 | 0.57764 | 0.92924
| 374 | 2 | 2 | 8760 | 92 | 31 | 0.0187 | 0.15 | 0.913 | 0.72205 | 0.27979 | 0.44225
| 375 | 2 | 2 | 8760 | 92 | 31 | 0.0187 | 0.15 | 0.913 | 0.72205 | 0.27979 | 0.44225
| 376 | 2 | 2 | 8760 | 92 | 31 | 0.0187 | 0.15 | 0.913 | 0.72205 | 0.27979 | 0.44225
| 377 | 2 | 2 | 8760 | 92 | 31 | 0.0187 | 0.15 | 0.913 | 0.72205 | 0.27979 | 0.44225
| 378 | 2 | 2 | 8760 | 92 | 31 | 0.0187 | 0.15 | 0.913 | 0.72205 | 0.27979 | 0.44225
| 379 | 2 | 2 | 8760 | 92 | 31 | 0.0187 | 0.15 | 0.913 | 0.72205 | 0.27979 | 0.44225
| 380 | 2 | 2 | 8760 | 92 | 31 | 0.0187 | 0.15 | 0.913 | 0.72205 | 0.27979 | 0.44225
| 381 | 2 | 2 | 8760 | 92 | 31 | 0.0187 | 0.15 | 0.913 | 0.72205 | 0.27979 | 0.44225
| 382 | 2 | 2 | 8760 | 92 | 31 | 0.0187 | 0.15 | 0.913 | 0.72205 | 0.27979 | 0.44225
| 383 | 2 | 2 | 8760 | 92 | 31 | 0.0187 | 0.15 | 0.913 | 0.72205 | 0.27979 | 0.44225
| 384 | 2 | 2 | 8760 | 92 | 31 | 0.0187 | 0.15 | 0.913 | 0.72205 | 0.27979 | 0.44225
| 385 | 2 | 2 | 8760 | 92 | 31 | 0.0187 | 0.15 | 0.913 | 0.72205 | 0.27979 | 0.44225
| 386 | 3 | 2 | 8760 | 108 | 36 | 0.0187 | 0.15 | 0.913 | 0.84762 | 0.32492 | 0.5227
| 387 | 3 | 2 | 8760 | 108 | 36 | 0.0187 | 0.15 | 0.913 | 0.84762 | 0.32492 | 0.5227
| 388 | 3 | 2 | 8760 | 108 | 36 | 0.0187 | 0.15 | 0.913 | 0.84762 | 0.32492 | 0.5227
| 389 | 3 | 2 | 8760 | 108 | 36 | 0.0187 | 0.15 | 0.913 | 0.84762 | 0.32492 | 0.5227
| 390 | 3 | 2 | 8760 | 108 | 36 | 0.0187 | 0.15 | 0.913 | 0.84762 | 0.32492 | 0.5227
| 391 | 3 | 2 | 8760 | 108 | 36 | 0.0187 | 0.15 | 0.913 | 0.84762 | 0.32492 | 0.5227
| 392 | 3 | 2 | 8760 | 108 | 36 | 0.0187 | 0.15 | 0.913 | 0.84762 | 0.32492 | 0.5227
| 393 | 3 | 2 | 8760 | 108 | 36 | 0.0187 | 0.15 | 0.913 | 0.84762 | 0.32492 | 0.5227
| 394 | 3 | 2 | 8760 | 108 | 36 | 0.0187 | 0.15 | 0.913 | 0.84762 | 0.32492 | 0.5227
| 395 | 3 | 2 | 8760 | 108 | 36 | 0.0187 | 0.15 | 0.913 | 0.84762 | 0.32492 | 0.5227
| 396 | 3 | 2 | 8760 | 108 | 36 | 0.0187 | 0.15 | 0.913 | 0.84762 | 0.32492 | 0.5227
| 397 | 3 | 2 | 8760 | 108 | 36 | 0.0187 | 0.15 | 0.913 | 0.84762 | 0.32492 | 0.5227
| 398 | 3 | 2 | 8760 | 108 | 36 | 0.0187 | 0.15 | 0.913 | 0.84762 | 0.32492 | 0.5227
| 399 | 3 | 2 | 8760 | 108 | 36 | 0.0187 | 0.15 | 0.913 | 0.84762 | 0.32492 | 0.5227
| 400 | 3 | 2 | 8760 | 108 | 36 | 0.0187 | 0.15 | 0.913 | 0.84762 | 0.32492 | 0.5227
| 401 | 3 | 2 | 8760 | 108 | 36 | 0.0187 | 0.15 | 0.913 | 0.84762 | 0.32492 | 0.5227
| 402 | 3 | 2 | 8760 | 108 | 36 | 0.0187 | 0.15 | 0.913 | 0.84762 | 0.32492 | 0.5227
| 403 | 3 | 2 | 8760 | 108 | 36 | 0.0187 | 0.15 | 0.913 | 0.84762 | 0.32492 | 0.5227
| 404 | 3 | 2 | 8760 | 108 | 36 | 0.0187 | 0.15 | 0.913 | 0.84762 | 0.32492 | 0.5227
| 405 | 3 | 2 | 8760 | 108 | 36 | 0.0187 | 0.15 | 0.913 | 0.84762 | 0.32492 | 0.5227
| 406 | 3 | 2 | 8760 | 108 | 36 | 0.0187 | 0.15 | 0.913 | 0.84762 | 0.32492 | 0.5227
| 407 | 3 | 2 | 8760 | 108 | 36 | 0.0187 | 0.15 | 0.913 | 0.84762 | 0.32492 | 0.5227
| 408 | 3 | 2 | 8760 | 108 | 36 | 0.0187 | 0.15 | 0.913 | 0.84762 | 0.32492 | 0.5227
| 409 | 3 | 2 | 8760 | 108 | 36 | 0.0187 | 0.15 | 0.913 | 0.84762 | 0.32492 | 0.5227
| 410 | 3 | 2 | 8760 | 108 | 36 | 0.0187 | 0.15 | 0.913 | 0.84762 | 0.32492 | 0.5227
| 411 | 3 | 2 | 8760 | 108 | 36 | 0.0187 | 0.15 | 0.913 | 0.84762 | 0.32492 | 0.5227
| 412 | 3 | 2 | 8760 | 108 | 36 | 0.0187 | 0.15 | 0.913 | 0.84762 | 0.32492 | 0.5227
| 413 | 3 | 2 | 8760 | 108 | 36 | 0.0187 | 0.15 | 0.913 | 0.84762 | 0.32492 | 0.5227
| 414 | 4 | 2 | 8760 | 148 | 49 | 0.0187 | 0.15 | 0.913 | 1.1616 | 0.44225 | 0.7193
| 415 | 4 | 2 | 8760 | 148 | 49 | 0.0187 | 0.15 | 0.913 | 1.1616 | 0.44225 | 0.7193
| 416 | 4 | 2 | 8760 | 148 | 49 | 0.0187 | 0.15 | 0.913 | 1.1616 | 0.44225 | 0.7193
| 417 | 4 | 2 | 8760 | 148 | 49 | 0.0187 | 0.15 | 0.913 | 1.1616 | 0.44225 | 0.7193
| 418 | 4 | 2 | 8760 | 148 | 49 | 0.0187 | 0.15 | 0.913 | 1.1616 | 0.44225 | 0.7193
| 419 | 4 | 2 | 8760 | 148 | 49 | 0.0187 | 0.15 | 0.913 | 1.1616 | 0.44225 | 0.7193
| 420 | 4 | 2 | 8760 | 148 | 49 | 0.0187 | 0.15 | 0.913 | 1.1616 | 0.44225 | 0.7193
| 421 | 4 | 2 | 8760 | 148 | 49 | 0.0187 | 0.15 | 0.913 | 1.1616 | 0.44225 | 0.7193
| 422 | 4 | 2 | 8760 | 148 | 49 | 0.0187 | 0.15 | 0.913 | 1.1616 | 0.44225 | 0.7193
| 423 | 4 | 2 | 8760 | 148 | 49 | 0.0187 | 0.15 | 0.913 | 1.1616 | 0.44225 | 0.7193
| 424 | 4 | 2 | 8760 | 148 | 49 | 0.0187 | 0.15 | 0.913 | 1.1616 | 0.44225 | 0.7193
| 425 | 4 | 2 | 8760 | 148 | 49 | 0.0187 | 0.15 | 0.913 | 1.1616 | 0.44225 | 0.7193
| 426 | 4 | 2 | 8760 | 148 | 49 | 0.0187 | 0.15 | 0.913 | 1.1616 | 0.44225 | 0.7193
| 427 | 4 | 2 | 8760 | 148 | 49 | 0.0187 | 0.15 | 0.913 | 1.1616 | 0.44225 | 0.7193
| 428 | 4 | 2 | 8760 | 148 | 49 | 0.0187 | 0.15 | 0.913 | 1.1616 | 0.44225 | 0.7193
| 429 | 4 | 2 | 8760 | 148 | 49 | 0.0187 | 0.15 | 0.913 | 1.1616 | 0.44225 | 0.7193
| 430 | 4 | 2 | 8760 | 148 | 49 | 0.0187 | 0.15 | 0.913 | 1.1616 | 0.44225 | 0.7193
| 431 | 4 | 2 | 8760 | 148 | 49 | 0.0187 | 0.15 | 0.913 | 1.1616 | 0.44225 | 0.7193
| 432 | 4 | 2 | 8760 | 148 | 49 | 0.0187 | 0.15 | 0.913 | 1.1616 | 0.44225 | 0.7193
| 433 | 4 | 2 | 8760 | 148 | 49 | 0.0187 | 0.15 | 0.913 | 1.1616 | 0.44225 | 0.7193
| 434 | 4 | 2 | 8760 | 148 | 49 | 0.0187 | 0.15 | 0.913 | 1.1616 | 0.44225 | 0.7193
| 435 | 4 | 2 | 8760 | 148 | 49 | 0.0187 | 0.15 | 0.913 | 1.1616 | 0.44225 | 0.7193
| 436 | 4 | 2 | 8760 | 148 | 49 | 0.0187 | 0.15 | 0.913 | 1.1616 | 0.44225 | 0.7193
| 437 | 4 | 2 | 8760 | 148 | 49 | 0.0187 | 0.15 | 0.913 | 1.1616 | 0.44225 | 0.7193
| 438 | 4 | 2 | 8760 | 148 | 49 | 0.0187 | 0.15 | 0.913 | 1.1616 | 0.44225 | 0.7193
| 439 | 4 | 2 | 8760 | 148 | 49 | 0.0187 | 0.15 | 0.913 | 1.1616 | 0.44225 | 0.7193
| 440 | 4 | 2 | 8760 | 148 | 49 | 0.0187 | 0.15 | 0.913 | 1.1616 | 0.44225 | 0.7193
| 441 | 4 | 2 | 8760 | 148 | 49 | 0.0187 | 0.15 | 0.913 | 1.1616 | 0.44225 | 0.7193
| 442 | 4 | 2 | 8760 | 148 | 49 | 0.0187 | 0.15 | 0.913 | 1.1616 | 0.44225 | 0.7193
| 443 | 4 | 2 | 8760 | 148 | 49 | 0.0187 | 0.15 | 0.913 | 1.1616 | 0.44225 | 0.7193
| 444 | 4 | 2 | 8760 | 148 | 49 | 0.0187 | 0.15 | 0.913 | 1.1616 | 0.44225 | 0.7193
| 445 | 4 | 2 | 8760 | 148 | 49 | 0.0187 | 0.15 | 0.913 | 1.1616 | 0.44225 | 0.7193
| 446 | 4 | 2 | 8760 | 148 | 49 | 0.0187 | 0.15 | 0.913 | 1.1616 | 0.44225 | 0.7193
| 447 | 4 | 2 | 8760 | 148 | 49 | 0.0187 | 0.15 | 0.913 | 1.1616 | 0.44225 | 0.7193
| 448 | 4 | 2 | 8760 | 148 | 49 | 0.0187 | 0.15 | 0.913 | 1.1616 | 0.44225 | 0.7193
| 449 | 4 | 2 | 8760 | 148 | 49 | 0.0187 | 0.15 | 0.913 | 1.1616 | 0.44225 | 0.7193
| 450 | 4 | 2 | 8760 | 148 | 49 | 0.0187 | 0.15 | 0.913 | 1.1616 | 0.44225 | 0.7193
| 451 | 4 | 2 | 8760 | 148 | 49 | 0.0187 | 0.15 | 0.913 | 1.1616 | 0.44225 | 0.7193
| 452 | 4 | 2 | 8760 | 148 | 49 | 0.0187 | 0.15 | 0.913 | 1.1616 | 0.44225 | 0.7193
| 453 | 4 | 2 | 8760 | 148 | 49 | 0.0187 | 0.15 | 0.913 | 1.1616 | 0.44225 | 0.7193
| 454 | 4 | 2 | 8760 | 148 | 49 | 0.0187 | 0.15 | 0.913 | 1.1616 | 0.44225 | 0.7193
| 455 | 4 | 2 | 8760 | 148 | 49 | 0.0187 | 0.15 | 0.913 | 1.1616 | 0.44225 | 0.7193
| 456 | 4 | 2 | 8760 | 148 | 49 | 0.0187 | 0.15 | 0.913 | 1.1616 | 0.44225 | 0.7193
| 457 | 4 | 2 | 8760 | 148 | 49 | 0.0187 | 0.15 | 0.913 | 1.1616 | 0.44225 | 0.7193
| 458 | 4 | 2 | 8760 | 148 | 49 | 0.0187 | 0.15 | 0.913 | 1.1616 | 0.44225 | 0.7193
| 459 | 4 | 2 | 8760 | 148 | 49 | 0.0187 | 0.15 | 0.913 | 1.1616 | 0.44225 | 0.7193
| 460 | 4 | 2 | 8760 | 148 | 49 | 0.0187 | 0.15 | 0.913 | 1.1616 | 0.44225 | 0.7193
| 461 | 4 | 2 | 8760 | 148 | 49 | 0.0187 | 0.15 | 0.913 | 1.1616 | 0.44225 | 0.7193
| 462 | 4 | 2 | 8760 | 148 | 49 | 0.0187 | 0.15 | 0.913 | 1.1616 | 0.44225 | 0.7193
| 463 | 4 | 2 | 8760 | 148 | 49 | 0.0187 | 0.15 | 0.913 | 1.1616 | 0.44225 | 0.7193
| 464 | 4 | 2 | 8760 | 148 | 49 | 0.0187 | 0.15 | 0.913 | 1.1616 | 0.44225 | 0.7193
| 465 | 4 | 2 | 8760 | 148 | 49 | 0.0187 | 0.15 | 0.913 | 1.1616 | 0.44225 | 0.7193
| 466 | 4 | 2 | 8760 | 148 | 49 | 0.0187 | 0.15 | 0.913 | 1.1616 | 0.44225 | 0.7193
| 467 | 4 | 2 | 8760 | 148 | 49 | 0.0187 | 0.15 | 0.913 | 1.1616 | 0.44225 | 0.7193
| 468 | 4 | 2 | 8760 | 148 | 49 | 0.0187 | 0.15 | 0.913 | 1.1616 | 0.44225 | 0.7193
| 469 | 4 | 2 | 8760 | 148 | 49 | 0.0187 | 0.15 | 0.913 | 1.1616 | 0.44225 | 0.7193
| 470 | 4 | 2 | 8760 | 148 | 49 | 0.0187 | 0.15 | 0.913 | 1.1616 | 0.44225 | 0.7193
| 471 | 4 | 2 | 8760 | 148 | 49 | 0.0187 | 0.15 | 0.913 | 1.1616 | 0.44225 | 0.7193
| 472 | 4 | 2 | 8760 | 148 | 49 | 0.0187 | 0.15 | 0.913 | 1.1616 | 0.44225 | 0.7193
| 473 | 4 | 2 | 8760 | 148 | 49 | 0.0187 | 0.15 | 0.913 | 1.1616 | 0.44225 | 0.7193
| 474 | 4 | 2 | 8760 | 148 | 49 | 0.0187 | 0.15 | 0.913 | 1.1616 | 0.44225 | 0.7193
| 475 | 4 | 2 | 8760 | 148 | 49 | 0.0187 | 0.15 | 0.913 | 1.1616 | 0.44225 | 0.7193
| 476 | 4 | 2 | 8760 | 148 | 49 | 0.0187 | 0.15 | 0.913 | 1.1616 | 0.44225 | 0.7193
| 477 | 4 | 2 | 8760 | 148 | 49 | 0.0187 | 0.15 | 0.913 | 1.1616 | 0.44225 | 0.7193
| 478 | 4 | 2 | 8760 | 148 | 49 | 0.0187 | 0.15 | 0.913 | 1.1616 | 0.44225 | 0.7193
| 479 | 4 | 2 | 8760 | 148 | 49 | 0.0187 | 0.15 | 0.913 | 1.1616 | 0.44225 | 0.7193
| 480 | 4 | 2 | 8760 | 148 | 49 | 0.0187 | 0.15 | 0.913 | 1.1616 | 0.44225 | 0.7193
| 481 | 4 | 2 | 8760 | 148 | 49 | 0.0187 | 0.15 | 0.913 | 1.1616 | 0.44225 | 0.7193
| 482 | 4 | 2 | 8760 | 148 | 49 | 0.0187 | 0.15 | 0.913 | 1.1616 | 0.44225 | 0.7193
| 483 | 4 | 2 | 8760 | 148 | 49 | 0.0187 | 0.15 | 0.913 | 1.1616 | 0.44225 | 0.7193
| 484 | 4 | 2 | 8760 | 148 | 49 | 0.0187 | 0.15 | 0.913 | 1.1616 | 0.44225 | 0.7193
| 485 | 4 | 2 | 8760 | 148 | 49 | 0.0187 | 0.15 | 0.913 | 1.1616 | 0.44225 | 0.7193
| 486 | 4 | 2 | 8760 | 148 | 49 | 0.0187 | 0.15 | 0.913 | 1.1616 | 0.44225 | 0.7193
| 487 | 4 | 2 | 8760 | 148 | 49 | 0.0187 | 0.15 | 0.913 | 1.1616 | 0.44225 | 0.7193
| 488 | 4 | 2 | 8760 | 148 | 49 | 0.0187 | 0.15 | 0.913 | 1.1616 | 0.44225 | 0.7193
| 489 | 4 | 2 | 8760 | 148 | 49 | 0.0187 | 0.15 | 0.913 | 1.1616 | 0.44225 | 0.7193
| 490 | 10 | 2 | 8760 | 340 | 125 | 0.0187 | 0.15 | 0.913 | 2.6684 | 1.1282 | 1.5402
| 491 | 10 | 2 | 8760 | 340 | 125 | 0.0187 | 0.15 | 0.913 | 2.6684 | 1.1282 | 1.5402
| 492 | 10 | 2 | 8760 | 340 | 125 | 0.0187 | 0.15 | 0.913 | 2.6684 | 1.1282 | 1.5402
| 493 | 10 | 2 | 8760 | 340 | 125 | 0.0187 | 0.15 | 0.913 | 2.6684 | 1.1282 | 1.5402
| 494 | 10 | 2 | 8760 | 340 | 125 | 0.0187 | 0.15 | 0.913 | 2.6684 | 1.1282 | 1.5402
| 495 | 10 | 2 | 8760 | 340 | 125 | 0.0187 | 0.15 | 0.913 | 2.6684 | 1.1282 | 1.5402
| 496 | 10 | 2 | 8760 | 340 | 125 | 0.0187 | 0.15 | 0.913 | 2.6684 | 1.1282 | 1.5402
| 497 | 10 | 2 | 8760 | 340 | 125 | 0.0187 | 0.15 | 0.913 | 2.6684 | 1.1282 | 1.5402
| 498 | 10 | 2 | 8760 | 340 | 125 | 0.0187 | 0.15 | 0.913 | 2.6684 | 1.1282 | 1.5402
| 499 | 11 | 2 | 8760 | 385 | 145 | 0.0187 | 0.15 | 0.913 | 3.0216 | 1.3087 | 1.7129
| 500 | 11 | 2 | 8760 | 385 | 145 | 0.0187 | 0.15 | 0.913 | 3.0216 | 1.3087 | 1.7129
| 501 | 11 | 2 | 8760 | 385 | 145 | 0.0187 | 0.15 | 0.913 | 3.0216 | 1.3087 | 1.7129
| 502 | 11 | 2 | 8760 | 385 | 145 | 0.0187 | 0.15 | 0.913 | 3.0216 | 1.3087 | 1.7129
| 503 | 11 | 2 | 8760 | 385 | 145 | 0.0187 | 0.15 | 0.913 | 3.0216 | 1.3087 | 1.7129
| 504 | 11 | 2 | 8760 | 385 | 145 | 0.0187 | 0.15 | 0.913 | 3.0216 | 1.3087 | 1.7129
| 505 | 11 | 2 | 8760 | 385 | 145 | 0.0187 | 0.15 | 0.913 | 3.0216 | 1.3087 | 1.7129
| 506 | 11 | 2 | 8760 | 385 | 145 | 0.0187 | 0.15 | 0.913 | 3.0216 | 1.3087 | 1.7129
| 507 | 11 | 2 | 8760 | 385 | 145 | 0.0187 | 0.15 | 0.913 | 3.0216 | 1.3087 | 1.7129
| 508 | 11 | 2 | 8760 | 385 | 145 | 0.0187 | 0.15 | 0.913 | 3.0216 | 1.3087 | 1.7129
| 509 | 11 | 2 | 8760 | 385 | 145 | 0.0187 | 0.15 | 0.913 | 3.0216 | 1.3087 | 1.7129
| 510 | 11 | 2 | 8760 | 385 | 145 | 0.0187 | 0.15 | 0.913 | 3.0216 | 1.3087 | 1.7129
| 511 | 11 | 2 | 8760 | 385 | 145 | 0.0187 | 0.15 | 0.913 | 3.0216 | 1.3087 | 1.7129
| 512 | 11 | 2 | 8760 | 385 | 145 | 0.0187 | 0.15 | 0.913 | 3.0216 | 1.3087 | 1.7129
| 513 | 12 | 2 | 8760 | 433 | 165 | 0.0187 | 0.15 | 0.913 | 3.3983 | 1.4892 | 1.9091
| 514 | 12 | 2 | 8760 | 433 | 165 | 0.0187 | 0.15 | 0.913 | 3.3983 | 1.4892 | 1.9091
| 515 | 12 | 2 | 8760 | 433 | 165 | 0.0187 | 0.15 | 0.913 | 3.3983 | 1.4892 | 1.9091
| 516 | 12 | 2 | 8760 | 433 | 165 | 0.0187 | 0.15 | 0.913 | 3.3983 | 1.4892 | 1.9091
| 517 | 12 | 2 | 8760 | 433 | 165 | 0.0187 | 0.15 | 0.913 | 3.3983 | 1.4892 | 1.9091
| 518 | 12 | 2 | 8760 | 433 | 165 | 0.0187 | 0.15 | 0.913 | 3.3983 | 1.4892 | 1.9091
| 519 | 12 | 2 | 8760 | 433 | 165 | 0.0187 | 0.15 | 0.913 | 3.3983 | 1.4892 | 1.9091
| 520 | 12 | 2 | 8760 | 433 | 165 | 0.0187 | 0.15 | 0.913 | 3.3983 | 1.4892 | 1.9091
| 521 | 12 | 2 | 8760 | 433 | 165 | 0.0187 | 0.15 | 0.913 | 3.3983 | 1.4892 | 1.9091
| 522 | 12 | 2 | 8760 | 433 | 165 | 0.0187 | 0.15 | 0.913 | 3.3983 | 1.4892 | 1.9091
| 523 | 12 | 2 | 8760 | 433 | 165 | 0.0187 | 0.15 | 0.913 | 3.3983 | 1.4892 | 1.9091
| 524 | 12 | 2 | 8760 | 433 | 165 | 0.0187 | 0.15 | 0.913 | 3.3983 | 1.4892 | 1.9091
| 525 | 12 | 2 | 8760 | 433 | 165 | 0.0187 | 0.15 | 0.913 | 3.3983 | 1.4892 | 1.9091
| 526 | 12 | 2 | 8760 | 433 | 165 | 0.0187 | 0.15 | 0.913 | 3.3983 | 1.4892 | 1.9091
| 527 | 12 | 2 | 8760 | 433 | 165 | 0.0187 | 0.15 | 0.913 | 3.3983 | 1.4892 | 1.9091
| 528 | 12 | 2 | 8760 | 433 | 165 | 0.0187 | 0.15 | 0.913 | 3.3983 | 1.4892 | 1.9091
| 529 | 12 | 2 | 8760 | 433 | 165 | 0.0187 | 0.15 | 0.913 | 3.3983 | 1.4892 | 1.9091
| 530 | 12 | 2 | 8760 | 433 | 165 | 0.0187 | 0.15 | 0.913 | 3.3983 | 1.4892 | 1.9091
| 531 | 13 | 2 | 8760 | 580 | 220 | 0.0187 | 0.15 | 0.913 | 4.552 | 1.9856 | 2.5664
| 532 | 13 | 2 | 8760 | 580 | 220 | 0.0187 | 0.15 | 0.913 | 4.552 | 1.9856 | 2.5664
| 533 | 13 | 2 | 8760 | 580 | 220 | 0.0187 | 0.15 | 0.913 | 4.552 | 1.9856 | 2.5664
| 534 | 13 | 2 | 8760 | 580 | 220 | 0.0187 | 0.15 | 0.913 | 4.552 | 1.9856 | 2.5664
| 535 | 13 | 2 | 8760 | 580 | 220 | 0.0187 | 0.15 | 0.913 | 4.552 | 1.9856 | 2.5664
| 536 | 13 | 2 | 8760 | 580 | 220 | 0.0187 | 0.15 | 0.913 | 4.552 | 1.9856 | 2.5664
| 537 | 13 | 2 | 8760 | 580 | 220 | 0.0187 | 0.15 | 0.913 | 4.552 | 1.9856 | 2.5664
| 538 | 13 | 2 | 8760 | 580 | 220 | 0.0187 | 0.15 | 0.913 | 4.552 | 1.9856 | 2.5664
| 539 | 13 | 2 | 8760 | 580 | 220 | 0.0187 | 0.15 | 0.913 | 4.552 | 1.9856 | 2.5664
| 540 | 13 | 2 | 8760 | 580 | 220 | 0.0187 | 0.15 | 0.913 | 4.552 | 1.9856 | 2.5664
| 541 | 13 | 2 | 8760 | 580 | 220 | 0.0187 | 0.15 | 0.913 | 4.552 | 1.9856 | 2.5664
| 542 | 13 | 2 | 8760 | 580 | 220 | 0.0187 | 0.15 | 0.913 | 4.552 | 1.9856 | 2.5664
| 543 | 13 | 2 | 8760 | 580 | 220 | 0.0187 | 0.15 | 0.913 | 4.552 | 1.9856 | 2.5664
| 544 | 14 | 2 | 8760 | 780 | 270 | 0.0187 | 0.15 | 0.913 | 6.1217 | 2.4369 | 3.6848
| 545 | 14 | 2 | 8760 | 780 | 270 | 0.0187 | 0.15 | 0.913 | 6.1217 | 2.4369 | 3.6848
| 546 | 14 | 2 | 8760 | 780 | 270 | 0.0187 | 0.15 | 0.913 | 6.1217 | 2.4369 | 3.6848
| 547 | 14 | 2 | 8760 | 780 | 270 | 0.0187 | 0.15 | 0.913 | 6.1217 | 2.4369 | 3.6848
| 548 | 14 | 2 | 8760 | 780 | 270 | 0.0187 | 0.15 | 0.913 | 6.1217 | 2.4369 | 3.6848
| 549 | 5 | 2 | 8760 | 192 | 64 | 0.0187 | 0.15 | 0.913 | 1.5069 | 0.57764 | 0.92924
| 550 | 5 | 2 | 8760 | 192 | 64 | 0.0187 | 0.15 | 0.913 | 1.5069 | 0.57764 | 0.92924
| 551 | 5 | 2 | 8760 | 192 | 64 | 0.0187 | 0.15 | 0.913 | 1.5069 | 0.57764 | 0.92924
| 552 | 5 | 2 | 8760 | 192 | 64 | 0.0187 | 0.15 | 0.913 | 1.5069 | 0.57764 | 0.92924
| 553 | 5 | 2 | 8760 | 192 | 64 | 0.0187 | 0.15 | 0.913 | 1.5069 | 0.57764 | 0.92924
| 554 | 5 | 2 | 8760 | 192 | 64 | 0.0187 | 0.15 | 0.913 | 1.5069 | 0.57764 | 0.92924
| 555 | 5 | 2 | 8760 | 192 | 64 | 0.0187 | 0.15 | 0.913 | 1.5069 | 0.57764 | 0.92924
| 556 | 5 | 2 | 8760 | 192 | 64 | 0.0187 | 0.15 | 0.913 | 1.5069 | 0.57764 | 0.92924
| 557 | 5 | 2 | 8760 | 192 | 64 | 0.0187 | 0.15 | 0.913 | 1.5069 | 0.57764 | 0.92924
| 558 | 5 | 2 | 8760 | 192 | 64 | 0.0187 | 0.15 | 0.913 | 1.5069 | 0.57764 | 0.92924
| 559 | 5 | 2 | 8760 | 192 | 64 | 0.0187 | 0.15 | 0.913 | 1.5069 | 0.57764 | 0.92924
| 560 | 5 | 2 | 8760 | 192 | 64 | 0.0187 | 0.15 | 0.913 | 1.5069 | 0.57764 | 0.92924
| 561 | 5 | 2 | 8760 | 192 | 64 | 0.0187 | 0.15 | 0.913 | 1.5069 | 0.57764 | 0.92924
| 562 | 5 | 2 | 8760 | 192 | 64 | 0.0187 | 0.15 | 0.913 | 1.5069 | 0.57764 | 0.92924
| 563 | 5 | 2 | 8760 | 192 | 64 | 0.0187 | 0.15 | 0.913 | 1.5069 | 0.57764 | 0.92924
| 564 | 5 | 2 | 8760 | 192 | 64 | 0.0187 | 0.15 | 0.913 | 1.5069 | 0.57764 | 0.92924
| 565 | 5 | 2 | 8760 | 192 | 64 | 0.0187 | 0.15 | 0.913 | 1.5069 | 0.57764 | 0.92924
| 566 | 5 | 2 | 8760 | 192 | 64 | 0.0187 | 0.15 | 0.913 | 1.5069 | 0.57764 | 0.92924
| 567 | 5 | 2 | 8760 | 192 | 64 | 0.0187 | 0.15 | 0.913 | 1.5069 | 0.57764 | 0.92924
| 568 | 5 | 2 | 8760 | 192 | 64 | 0.0187 | 0.15 | 0.913 | 1.5069 | 0.57764 | 0.92924
| 569 | 5 | 2 | 8760 | 192 | 64 | 0.0187 | 0.15 | 0.913 | 1.5069 | 0.57764 | 0.92924
| 570 | 5 | 2 | 8760 | 192 | 64 | 0.0187 | 0.15 | 0.913 | 1.5069 | 0.57764 | 0.92924
| 571 | 5 | 2 | 8760 | 192 | 64 | 0.0187 | 0.15 | 0.913 | 1.5069 | 0.57764 | 0.92924
| 572 | 2 | 2 | 8760 | 92 | 31 | 0.0187 | 0.15 | 0.913 | 0.72205 | 0.27979 | 0.44225
| 573 | 2 | 2 | 8760 | 92 | 31 | 0.0187 | 0.15 | 0.913 | 0.72205 | 0.27979 | 0.44225
| 574 | 2 | 2 | 8760 | 92 | 31 | 0.0187 | 0.15 | 0.913 | 0.72205 | 0.27979 | 0.44225
| 575 | 2 | 2 | 8760 | 92 | 31 | 0.0187 | 0.15 | 0.913 | 0.72205 | 0.27979 | 0.44225
| 576 | 2 | 2 | 8760 | 92 | 31 | 0.0187 | 0.15 | 0.913 | 0.72205 | 0.27979 | 0.44225
| 577 | 2 | 2 | 8760 | 92 | 31 | 0.0187 | 0.15 | 0.913 | 0.72205 | 0.27979 | 0.44225
| 578 | 2 | 2 | 8760 | 92 | 31 | 0.0187 | 0.15 | 0.913 | 0.72205 | 0.27979 | 0.44225
| 579 | 2 | 2 | 8760 | 92 | 31 | 0.0187 | 0.15 | 0.913 | 0.72205 | 0.27979 | 0.44225
| 580 | 2 | 2 | 8760 | 92 | 31 | 0.0187 | 0.15 | 0.913 | 0.72205 | 0.27979 | 0.44225
| 581 | 2 | 2 | 8760 | 92 | 31 | 0.0187 | 0.15 | 0.913 | 0.72205 | 0.27979 | 0.44225
| 582 | 2 | 2 | 8760 | 92 | 31 | 0.0187 | 0.15 | 0.913 | 0.72205 | 0.27979 | 0.44225
| 583 | 2 | 2 | 8760 | 92 | 31 | 0.0187 | 0.15 | 0.913 | 0.72205 | 0.27979 | 0.44225
| 584 | 2 | 2 | 8760 | 92 | 31 | 0.0187 | 0.15 | 0.913 | 0.72205 | 0.27979 | 0.44225
| 585 | 2 | 2 | 8760 | 92 | 31 | 0.0187 | 0.15 | 0.913 | 0.72205 | 0.27979 | 0.44225
| 586 | 2 | 2 | 8760 | 92 | 31 | 0.0187 | 0.15 | 0.913 | 0.72205 | 0.27979 | 0.44225
| 587 | 2 | 2 | 8760 | 92 | 31 | 0.0187 | 0.15 | 0.913 | 0.72205 | 0.27979 | 0.44225
| 588 | 2 | 2 | 8760 | 92 | 31 | 0.0187 | 0.15 | 0.913 | 0.72205 | 0.27979 | 0.44225
| 589 | 2 | 2 | 8760 | 92 | 31 | 0.0187 | 0.15 | 0.913 | 0.72205 | 0.27979 | 0.44225
| 590 | 2 | 2 | 8760 | 92 | 31 | 0.0187 | 0.15 | 0.913 | 0.72205 | 0.27979 | 0.44225
| 591 | 2 | 2 | 8760 | 92 | 31 | 0.0187 | 0.15 | 0.913 | 0.72205 | 0.27979 | 0.44225
| 592 | 2 | 2 | 8760 | 92 | 31 | 0.0187 | 0.15 | 0.913 | 0.72205 | 0.27979 | 0.44225
| 593 | 2 | 2 | 8760 | 92 | 31 | 0.0187 | 0.15 | 0.913 | 0.72205 | 0.27979 | 0.44225
| 594 | 2 | 2 | 8760 | 92 | 31 | 0.0187 | 0.15 | 0.913 | 0.72205 | 0.27979 | 0.44225
| 595 | 2 | 2 | 8760 | 92 | 31 | 0.0187 | 0.15 | 0.913 | 0.72205 | 0.27979 | 0.44225
| 596 | 2 | 2 | 8760 | 92 | 31 | 0.0187 | 0.15 | 0.913 | 0.72205 | 0.27979 | 0.44225
| 597 | 2 | 2 | 8760 | 92 | 31 | 0.0187 | 0.15 | 0.913 | 0.72205 | 0.27979 | 0.44225
| 598 | 2 | 2 | 8760 | 92 | 31 | 0.0187 | 0.15 | 0.913 | 0.72205 | 0.27979 | 0.44225
| 599 | 2 | 2 | 8760 | 92 | 31 | 0.0187 | 0.15 | 0.913 | 0.72205 | 0.27979 | 0.44225
| 600 | 3 | 2 | 8760 | 108 | 36 | 0.0187 | 0.15 | 0.913 | 0.84762 | 0.32492 | 0.5227
| 601 | 3 | 2 | 8760 | 108 | 36 | 0.0187 | 0.15 | 0.913 | 0.84762 | 0.32492 | 0.5227
| 602 | 3 | 2 | 8760 | 108 | 36 | 0.0187 | 0.15 | 0.913 | 0.84762 | 0.32492 | 0.5227
| 603 | 3 | 2 | 8760 | 108 | 36 | 0.0187 | 0.15 | 0.913 | 0.84762 | 0.32492 | 0.5227
| 604 | 3 | 2 | 8760 | 108 | 36 | 0.0187 | 0.15 | 0.913 | 0.84762 | 0.32492 | 0.5227
| 605 | 3 | 2 | 8760 | 108 | 36 | 0.0187 | 0.15 | 0.913 | 0.84762 | 0.32492 | 0.5227
| 606 | 3 | 2 | 8760 | 108 | 36 | 0.0187 | 0.15 | 0.913 | 0.84762 | 0.32492 | 0.5227
| 607 | 3 | 2 | 8760 | 108 | 36 | 0.0187 | 0.15 | 0.913 | 0.84762 | 0.32492 | 0.5227
| 608 | 3 | 2 | 8760 | 108 | 36 | 0.0187 | 0.15 | 0.913 | 0.84762 | 0.32492 | 0.5227
| 609 | 3 | 2 | 8760 | 108 | 36 | 0.0187 | 0.15 | 0.913 | 0.84762 | 0.32492 | 0.5227
| 610 | 3 | 2 | 8760 | 108 | 36 | 0.0187 | 0.15 | 0.913 | 0.84762 | 0.32492 | 0.5227
| 611 | 3 | 2 | 8760 | 108 | 36 | 0.0187 | 0.15 | 0.913 | 0.84762 | 0.32492 | 0.5227
| 612 | 3 | 2 | 8760 | 108 | 36 | 0.0187 | 0.15 | 0.913 | 0.84762 | 0.32492 | 0.5227
| 613 | 3 | 2 | 8760 | 108 | 36 | 0.0187 | 0.15 | 0.913 | 0.84762 | 0.32492 | 0.5227
| 614 | 3 | 2 | 8760 | 108 | 36 | 0.0187 | 0.15 | 0.913 | 0.84762 | 0.32492 | 0.5227
| 615 | 3 | 2 | 8760 | 108 | 36 | 0.0187 | 0.15 | 0.913 | 0.84762 | 0.32492 | 0.5227
| 616 | 3 | 2 | 8760 | 108 | 36 | 0.0187 | 0.15 | 0.913 | 0.84762 | 0.32492 | 0.5227
| 617 | 3 | 2 | 8760 | 108 | 36 | 0.0187 | 0.15 | 0.913 | 0.84762 | 0.32492 | 0.5227
| 618 | 3 | 2 | 8760 | 108 | 36 | 0.0187 | 0.15 | 0.913 | 0.84762 | 0.32492 | 0.5227
| 619 | 3 | 2 | 8760 | 108 | 36 | 0.0187 | 0.15 | 0.913 | 0.84762 | 0.32492 | 0.5227
| 620 | 3 | 2 | 8760 | 108 | 36 | 0.0187 | 0.15 | 0.913 | 0.84762 | 0.32492 | 0.5227
| 621 | 3 | 2 | 8760 | 108 | 36 | 0.0187 | 0.15 | 0.913 | 0.84762 | 0.32492 | 0.5227
| 622 | 4 | 2 | 8760 | 148 | 49 | 0.0187 | 0.15 | 0.913 | 1.1616 | 0.44225 | 0.7193
| 623 | 4 | 2 | 8760 | 148 | 49 | 0.0187 | 0.15 | 0.913 | 1.1616 | 0.44225 | 0.7193
| 624 | 4 | 2 | 8760 | 148 | 49 | 0.0187 | 0.15 | 0.913 | 1.1616 | 0.44225 | 0.7193
| 625 | 4 | 2 | 8760 | 148 | 49 | 0.0187 | 0.15 | 0.913 | 1.1616 | 0.44225 | 0.7193
| 626 | 4 | 2 | 8760 | 148 | 49 | 0.0187 | 0.15 | 0.913 | 1.1616 | 0.44225 | 0.7193
| 627 | 4 | 2 | 8760 | 148 | 49 | 0.0187 | 0.15 | 0.913 | 1.1616 | 0.44225 | 0.7193
| 628 | 4 | 2 | 8760 | 148 | 49 | 0.0187 | 0.15 | 0.913 | 1.1616 | 0.44225 | 0.7193
| 629 | 4 | 2 | 8760 | 148 | 49 | 0.0187 | 0.15 | 0.913 | 1.1616 | 0.44225 | 0.7193
| 630 | 4 | 2 | 8760 | 148 | 49 | 0.0187 | 0.15 | 0.913 | 1.1616 | 0.44225 | 0.7193
| 631 | 4 | 2 | 8760 | 148 | 49 | 0.0187 | 0.15 | 0.913 | 1.1616 | 0.44225 | 0.7193
| 632 | 4 | 2 | 8760 | 148 | 49 | 0.0187 | 0.15 | 0.913 | 1.1616 | 0.44225 | 0.7193
| 633 | 4 | 2 | 8760 | 148 | 49 | 0.0187 | 0.15 | 0.913 | 1.1616 | 0.44225 | 0.7193
| 634 | 4 | 2 | 8760 | 148 | 49 | 0.0187 | 0.15 | 0.913 | 1.1616 | 0.44225 | 0.7193
| 635 | 4 | 2 | 8760 | 148 | 49 | 0.0187 | 0.15 | 0.913 | 1.1616 | 0.44225 | 0.7193
| 636 | 4 | 2 | 8760 | 148 | 49 | 0.0187 | 0.15 | 0.913 | 1.1616 | 0.44225 | 0.7193
| 637 | 4 | 2 | 8760 | 148 | 49 | 0.0187 | 0.15 | 0.913 | 1.1616 | 0.44225 | 0.7193
| 638 | 4 | 2 | 8760 | 148 | 49 | 0.0187 | 0.15 | 0.913 | 1.1616 | 0.44225 | 0.7193
| 639 | 4 | 2 | 8760 | 148 | 49 | 0.0187 | 0.15 | 0.913 | 1.1616 | 0.44225 | 0.7193
| 640 | 4 | 2 | 8760 | 148 | 49 | 0.0187 | 0.15 | 0.913 | 1.1616 | 0.44225 | 0.7193
| 641 | 4 | 2 | 8760 | 148 | 49 | 0.0187 | 0.15 | 0.913 | 1.1616 | 0.44225 | 0.7193
| 642 | 4 | 2 | 8760 | 148 | 49 | 0.0187 | 0.15 | 0.913 | 1.1616 | 0.44225 | 0.7193
| 643 | 4 | 2 | 8760 | 148 | 49 | 0.0187 | 0.15 | 0.913 | 1.1616 | 0.44225 | 0.7193
| 644 | 4 | 2 | 8760 | 148 | 49 | 0.0187 | 0.15 | 0.913 | 1.1616 | 0.44225 | 0.7193
| 645 | 4 | 2 | 8760 | 148 | 49 | 0.0187 | 0.15 | 0.913 | 1.1616 | 0.44225 | 0.7193
| 646 | 4 | 2 | 8760 | 148 | 49 | 0.0187 | 0.15 | 0.913 | 1.1616 | 0.44225 | 0.7193
| 647 | 4 | 2 | 8760 | 148 | 49 | 0.0187 | 0.15 | 0.913 | 1.1616 | 0.44225 | 0.7193
| 648 | 4 | 2 | 8760 | 148 | 49 | 0.0187 | 0.15 | 0.913 | 1.1616 | 0.44225 | 0.7193
| 649 | 4 | 2 | 8760 | 148 | 49 | 0.0187 | 0.15 | 0.913 | 1.1616 | 0.44225 | 0.7193
| 650 | 4 | 2 | 8760 | 148 | 49 | 0.0187 | 0.15 | 0.913 | 1.1616 | 0.44225 | 0.7193
| 651 | 4 | 2 | 8760 | 148 | 49 | 0.0187 | 0.15 | 0.913 | 1.1616 | 0.44225 | 0.7193
| 652 | 4 | 2 | 8760 | 148 | 49 | 0.0187 | 0.15 | 0.913 | 1.1616 | 0.44225 | 0.7193
| 653 | 4 | 2 | 8760 | 148 | 49 | 0.0187 | 0.15 | 0.913 | 1.1616 | 0.44225 | 0.7193
| 654 | 4 | 2 | 8760 | 148 | 49 | 0.0187 | 0.15 | 0.913 | 1.1616 | 0.44225 | 0.7193
| 655 | 4 | 2 | 8760 | 148 | 49 | 0.0187 | 0.15 | 0.913 | 1.1616 | 0.44225 | 0.7193
| 656 | 4 | 2 | 8760 | 148 | 49 | 0.0187 | 0.15 | 0.913 | 1.1616 | 0.44225 | 0.7193
| 657 | 4 | 2 | 8760 | 148 | 49 | 0.0187 | 0.15 | 0.913 | 1.1616 | 0.44225 | 0.7193
| 658 | 4 | 2 | 8760 | 148 | 49 | 0.0187 | 0.15 | 0.913 | 1.1616 | 0.44225 | 0.7193
| 659 | 4 | 2 | 8760 | 148 | 49 | 0.0187 | 0.15 | 0.913 | 1.1616 | 0.44225 | 0.7193
| 660 | 4 | 2 | 8760 | 148 | 49 | 0.0187 | 0.15 | 0.913 | 1.1616 | 0.44225 | 0.7193
| 661 | 4 | 2 | 8760 | 148 | 49 | 0.0187 | 0.15 | 0.913 | 1.1616 | 0.44225 | 0.7193
| 662 | 4 | 2 | 8760 | 148 | 49 | 0.0187 | 0.15 | 0.913 | 1.1616 | 0.44225 | 0.7193
| 663 | 4 | 2 | 8760 | 148 | 49 | 0.0187 | 0.15 | 0.913 | 1.1616 | 0.44225 | 0.7193
| 664 | 4 | 2 | 8760 | 148 | 49 | 0.0187 | 0.15 | 0.913 | 1.1616 | 0.44225 | 0.7193
| 665 | 4 | 2 | 8760 | 148 | 49 | 0.0187 | 0.15 | 0.913 | 1.1616 | 0.44225 | 0.7193
| 666 | 4 | 2 | 8760 | 148 | 49 | 0.0187 | 0.15 | 0.913 | 1.1616 | 0.44225 | 0.7193
| 667 | 4 | 2 | 8760 | 148 | 49 | 0.0187 | 0.15 | 0.913 | 1.1616 | 0.44225 | 0.7193
| 668 | 4 | 2 | 8760 | 148 | 49 | 0.0187 | 0.15 | 0.913 | 1.1616 | 0.44225 | 0.7193
| 669 | 4 | 2 | 8760 | 148 | 49 | 0.0187 | 0.15 | 0.913 | 1.1616 | 0.44225 | 0.7193
| 670 | 4 | 2 | 8760 | 148 | 49 | 0.0187 | 0.15 | 0.913 | 1.1616 | 0.44225 | 0.7193
| 671 | 4 | 2 | 8760 | 148 | 49 | 0.0187 | 0.15 | 0.913 | 1.1616 | 0.44225 | 0.7193
| 672 | 4 | 2 | 8760 | 148 | 49 | 0.0187 | 0.15 | 0.913 | 1.1616 | 0.44225 | 0.7193
| 673 | 4 | 2 | 8760 | 148 | 49 | 0.0187 | 0.15 | 0.913 | 1.1616 | 0.44225 | 0.7193
| 674 | 4 | 2 | 8760 | 148 | 49 | 0.0187 | 0.15 | 0.913 | 1.1616 | 0.44225 | 0.7193
| 675 | 4 | 2 | 8760 | 148 | 49 | 0.0187 | 0.15 | 0.913 | 1.1616 | 0.44225 | 0.7193
| 676 | 10 | 2 | 8760 | 340 | 125 | 0.0187 | 0.15 | 0.913 | 2.6684 | 1.1282 | 1.5402
| 677 | 10 | 2 | 8760 | 340 | 125 | 0.0187 | 0.15 | 0.913 | 2.6684 | 1.1282 | 1.5402
| 678 | 10 | 2 | 8760 | 340 | 125 | 0.0187 | 0.15 | 0.913 | 2.6684 | 1.1282 | 1.5402
| 679 | 11 | 2 | 8760 | 385 | 145 | 0.0187 | 0.15 | 0.913 | 3.0216 | 1.3087 | 1.7129
| 680 | 11 | 2 | 8760 | 385 | 145 | 0.0187 | 0.15 | 0.913 | 3.0216 | 1.3087 | 1.7129
| 681 | 11 | 2 | 8760 | 385 | 145 | 0.0187 | 0.15 | 0.913 | 3.0216 | 1.3087 | 1.7129
| 682 | 11 | 2 | 8760 | 385 | 145 | 0.0187 | 0.15 | 0.913 | 3.0216 | 1.3087 | 1.7129
| 683 | 11 | 2 | 8760 | 385 | 145 | 0.0187 | 0.15 | 0.913 | 3.0216 | 1.3087 | 1.7129
| 684 | 11 | 2 | 8760 | 385 | 145 | 0.0187 | 0.15 | 0.913 | 3.0216 | 1.3087 | 1.7129
| 685 | 11 | 2 | 8760 | 385 | 145 | 0.0187 | 0.15 | 0.913 | 3.0216 | 1.3087 | 1.7129
| 686 | 11 | 2 | 8760 | 385 | 145 | 0.0187 | 0.15 | 0.913 | 3.0216 | 1.3087 | 1.7129
| 687 | 11 | 2 | 8760 | 385 | 145 | 0.0187 | 0.15 | 0.913 | 3.0216 | 1.3087 | 1.7129
| 688 | 12 | 2 | 8760 | 433 | 165 | 0.0187 | 0.15 | 0.913 | 3.3983 | 1.4892 | 1.9091
| 689 | 12 | 2 | 8760 | 433 | 165 | 0.0187 | 0.15 | 0.913 | 3.3983 | 1.4892 | 1.9091
| 690 | 12 | 2 | 8760 | 433 | 165 | 0.0187 | 0.15 | 0.913 | 3.3983 | 1.4892 | 1.9091
| 691 | 12 | 2 | 8760 | 433 | 165 | 0.0187 | 0.15 | 0.913 | 3.3983 | 1.4892 | 1.9091
| 692 | 12 | 2 | 8760 | 433 | 165 | 0.0187 | 0.15 | 0.913 | 3.3983 | 1.4892 | 1.9091
| 693 | 12 | 2 | 8760 | 433 | 165 | 0.0187 | 0.15 | 0.913 | 3.3983 | 1.4892 | 1.9091
| 694 | 12 | 2 | 8760 | 433 | 165 | 0.0187 | 0.15 | 0.913 | 3.3983 | 1.4892 | 1.9091
| 695 | 12 | 2 | 8760 | 433 | 165 | 0.0187 | 0.15 | 0.913 | 3.3983 | 1.4892 | 1.9091
| 696 | 12 | 2 | 8760 | 433 | 165 | 0.0187 | 0.15 | 0.913 | 3.3983 | 1.4892 | 1.9091
| 697 | 13 | 2 | 8760 | 580 | 220 | 0.0187 | 0.15 | 0.913 | 4.552 | 1.9856 | 2.5664
| 698 | 13 | 2 | 8760 | 580 | 220 | 0.0187 | 0.15 | 0.913 | 4.552 | 1.9856 | 2.5664
| 699 | 13 | 2 | 8760 | 580 | 220 | 0.0187 | 0.15 | 0.913 | 4.552 | 1.9856 | 2.5664
| 700 | 13 | 2 | 8760 | 580 | 220 | 0.0187 | 0.15 | 0.913 | 4.552 | 1.9856 | 2.5664
| 701 | 13 | 2 | 8760 | 580 | 220 | 0.0187 | 0.15 | 0.913 | 4.552 | 1.9856 | 2.5664
| 702 | 13 | 2 | 8760 | 580 | 220 | 0.0187 | 0.15 | 0.913 | 4.552 | 1.9856 | 2.5664
| 703 | 13 | 2 | 8760 | 580 | 220 | 0.0187 | 0.15 | 0.913 | 4.552 | 1.9856 | 2.5664
| 704 | 14 | 2 | 8760 | 780 | 270 | 0.0187 | 0.15 | 0.913 | 6.1217 | 2.4369 | 3.6848
| 705 | 14 | 2 | 8760 | 780 | 270 | 0.0187 | 0.15 | 0.913 | 6.1217 | 2.4369 | 3.6848
| 706 | 5 | 2 | 8760 | 192 | 64 | 0.0187 | 0.15 | 0.913 | 1.5069 | 0.57764 | 0.92924
| 707 | 5 | 2 | 8760 | 192 | 64 | 0.0187 | 0.15 | 0.913 | 1.5069 | 0.57764 | 0.92924
| 708 | 5 | 2 | 8760 | 192 | 64 | 0.0187 | 0.15 | 0.913 | 1.5069 | 0.57764 | 0.92924
| 709 | 5 | 2 | 8760 | 192 | 64 | 0.0187 | 0.15 | 0.913 | 1.5069 | 0.57764 | 0.92924
| 710 | 5 | 2 | 8760 | 192 | 64 | 0.0187 | 0.15 | 0.913 | 1.5069 | 0.57764 | 0.92924
| 711 | 5 | 2 | 8760 | 192 | 64 | 0.0187 | 0.15 | 0.913 | 1.5069 | 0.57764 | 0.92924
| 712 | 5 | 2 | 8760 | 192 | 64 | 0.0187 | 0.15 | 0.913 | 1.5069 | 0.57764 | 0.92924
| 713 | 5 | 2 | 8760 | 192 | 64 | 0.0187 | 0.15 | 0.913 | 1.5069 | 0.57764 | 0.92924
| 714 | 5 | 2 | 8760 | 192 | 64 | 0.0187 | 0.15 | 0.913 | 1.5069 | 0.57764 | 0.92924
| 715 | 5 | 2 | 8760 | 192 | 64 | 0.0187 | 0.15 | 0.913 | 1.5069 | 0.57764 | 0.92924
| 716 | 5 | 2 | 8760 | 192 | 64 | 0.0187 | 0.15 | 0.913 | 1.5069 | 0.57764 | 0.92924
| 717 | 5 | 2 | 8760 | 192 | 64 | 0.0187 | 0.15 | 0.913 | 1.5069 | 0.57764 | 0.92924
| 718 | 5 | 2 | 8760 | 192 | 64 | 0.0187 | 0.15 | 0.913 | 1.5069 | 0.57764 | 0.92924
| 719 | 5 | 2 | 8760 | 192 | 64 | 0.0187 | 0.15 | 0.913 | 1.5069 | 0.57764 | 0.92924
| 720 | 5 | 2 | 8760 | 192 | 64 | 0.0187 | 0.15 | 0.913 | 1.5069 | 0.57764 | 0.92924
| 721 | 5 | 2 | 8760 | 192 | 64 | 0.0187 | 0.15 | 0.913 | 1.5069 | 0.57764 | 0.92924
| 722 | 5 | 2 | 8760 | 192 | 64 | 0.0187 | 0.15 | 0.913 | 1.5069 | 0.57764 | 0.92924
| 723 | 5 | 2 | 8760 | 192 | 64 | 0.0187 | 0.15 | 0.913 | 1.5069 | 0.57764 | 0.92924
| 724 | 5 | 2 | 8760 | 192 | 64 | 0.0187 | 0.15 | 0.913 | 1.5069 | 0.57764 | 0.92924
| 725 | 5 | 2 | 8760 | 192 | 64 | 0.0187 | 0.15 | 0.913 | 1.5069 | 0.57764 | 0.92924
| 726 | 5 | 2 | 8760 | 192 | 64 | 0.0187 | 0.15 | 0.913 | 1.5069 | 0.57764 | 0.92924
| 727 | 5 | 2 | 8760 | 192 | 64 | 0.0187 | 0.15 | 0.913 | 1.5069 | 0.57764 | 0.92924
| 728 | 5 | 2 | 8760 | 192 | 64 | 0.0187 | 0.15 | 0.913 | 1.5069 | 0.57764 | 0.92924
| 729 | 5 | 2 | 8760 | 192 | 64 | 0.0187 | 0.15 | 0.913 | 1.5069 | 0.57764 | 0.92924
| 730 | 5 | 2 | 8760 | 192 | 64 | 0.0187 | 0.15 | 0.913 | 1.5069 | 0.57764 | 0.92924
| 731 | 5 | 2 | 8760 | 192 | 64 | 0.0187 | 0.15 | 0.913 | 1.5069 | 0.57764 | 0.92924
| 732 | 5 | 2 | 8760 | 192 | 64 | 0.0187 | 0.15 | 0.913 | 1.5069 | 0.57764 | 0.92924
| 733 | 5 | 2 | 8760 | 192 | 64 | 0.0187 | 0.15 | 0.913 | 1.5069 | 0.57764 | 0.92924
| 734 | 5 | 2 | 8760 | 192 | 64 | 0.0187 | 0.15 | 0.913 | 1.5069 | 0.57764 | 0.92924
| 735 | 5 | 2 | 8760 | 192 | 64 | 0.0187 | 0.15 | 0.913 | 1.5069 | 0.57764 | 0.92924
| 736 | 5 | 2 | 8760 | 192 | 64 | 0.0187 | 0.15 | 0.913 | 1.5069 | 0.57764 | 0.92924
| 737 | 5 | 2 | 8760 | 192 | 64 | 0.0187 | 0.15 | 0.913 | 1.5069 | 0.57764 | 0.92924
| 738 | 5 | 2 | 8760 | 192 | 64 | 0.0187 | 0.15 | 0.913 | 1.5069 | 0.57764 | 0.92924
| 739 | 5 | 2 | 8760 | 192 | 64 | 0.0187 | 0.15 | 0.913 | 1.5069 | 0.57764 | 0.92924
| 740 | 5 | 2 | 8760 | 192 | 64 | 0.0187 | 0.15 | 0.913 | 1.5069 | 0.57764 | 0.92924
| 741 | 5 | 2 | 8760 | 192 | 64 | 0.0187 | 0.15 | 0.913 | 1.5069 | 0.57764 | 0.92924
| 742 | 5 | 2 | 8760 | 192 | 64 | 0.0187 | 0.15 | 0.913 | 1.5069 | 0.57764 | 0.92924
| 743 | 5 | 2 | 8760 | 192 | 64 | 0.0187 | 0.15 | 0.913 | 1.5069 | 0.57764 | 0.92924
| 744 | 5 | 2 | 8760 | 192 | 64 | 0.0187 | 0.15 | 0.913 | 1.5069 | 0.57764 | 0.92924
| 745 | 5 | 2 | 8760 | 192 | 64 | 0.0187 | 0.15 | 0.913 | 1.5069 | 0.57764 | 0.92924
| 746 | 5 | 2 | 8760 | 192 | 64 | 0.0187 | 0.15 | 0.913 | 1.5069 | 0.57764 | 0.92924
| 747 | 5 | 2 | 8760 | 192 | 64 | 0.0187 | 0.15 | 0.913 | 1.5069 | 0.57764 | 0.92924
| 748 | 5 | 2 | 8760 | 192 | 64 | 0.0187 | 0.15 | 0.913 | 1.5069 | 0.57764 | 0.92924
| 749 | 5 | 2 | 8760 | 192 | 64 | 0.0187 | 0.15 | 0.913 | 1.5069 | 0.57764 | 0.92924
| 750 | 5 | 2 | 8760 | 192 | 64 | 0.0187 | 0.15 | 0.913 | 1.5069 | 0.57764 | 0.92924
| 751 | 5 | 2 | 8760 | 192 | 64 | 0.0187 | 0.15 | 0.913 | 1.5069 | 0.57764 | 0.92924
| 752 | 5 | 2 | 8760 | 192 | 64 | 0.0187 | 0.15 | 0.913 | 1.5069 | 0.57764 | 0.92924
| 753 | 5 | 2 | 8760 | 192 | 64 | 0.0187 | 0.15 | 0.913 | 1.5069 | 0.57764 | 0.92924
| 754 | 5 | 2 | 8760 | 192 | 64 | 0.0187 | 0.15 | 0.913 | 1.5069 | 0.57764 | 0.92924
| 755 | 5 | 2 | 8760 | 192 | 64 | 0.0187 | 0.15 | 0.913 | 1.5069 | 0.57764 | 0.92924
| 756 | 5 | 2 | 8760 | 192 | 64 | 0.0187 | 0.15 | 0.913 | 1.5069 | 0.57764 | 0.92924
| 757 | 5 | 2 | 8760 | 192 | 64 | 0.0187 | 0.15 | 0.913 | 1.5069 | 0.57764 | 0.92924
| 758 | 5 | 2 | 8760 | 192 | 64 | 0.0187 | 0.15 | 0.913 | 1.5069 | 0.57764 | 0.92924
| 759 | 5 | 2 | 8760 | 192 | 64 | 0.0187 | 0.15 | 0.913 | 1.5069 | 0.57764 | 0.92924
| 760 | 5 | 2 | 8760 | 192 | 64 | 0.0187 | 0.15 | 0.913 | 1.5069 | 0.57764 | 0.92924
| 761 | 3 | 2 | 8760 | 108 | 36 | 0.0187 | 0.15 | 0.913 | 0.84762 | 0.32492 | 0.5227
| 762 | 3 | 2 | 8760 | 108 | 36 | 0.0187 | 0.15 | 0.913 | 0.84762 | 0.32492 | 0.5227
| 763 | 3 | 2 | 8760 | 108 | 36 | 0.0187 | 0.15 | 0.913 | 0.84762 | 0.32492 | 0.5227
| 764 | 3 | 2 | 8760 | 108 | 36 | 0.0187 | 0.15 | 0.913 | 0.84762 | 0.32492 | 0.5227
| 765 | 3 | 2 | 8760 | 108 | 36 | 0.0187 | 0.15 | 0.913 | 0.84762 | 0.32492 | 0.5227
| 766 | 3 | 2 | 8760 | 108 | 36 | 0.0187 | 0.15 | 0.913 | 0.84762 | 0.32492 | 0.5227
| 767 | 3 | 2 | 8760 | 108 | 36 | 0.0187 | 0.15 | 0.913 | 0.84762 | 0.32492 | 0.5227
| 768 | 3 | 2 | 8760 | 108 | 36 | 0.0187 | 0.15 | 0.913 | 0.84762 | 0.32492 | 0.5227
| 769 | 3 | 2 | 8760 | 108 | 36 | 0.0187 | 0.15 | 0.913 | 0.84762 | 0.32492 | 0.5227
| 770 | 3 | 2 | 8760 | 108 | 36 | 0.0187 | 0.15 | 0.913 | 0.84762 | 0.32492 | 0.5227
| 771 | 3 | 2 | 8760 | 108 | 36 | 0.0187 | 0.15 | 0.913 | 0.84762 | 0.32492 | 0.5227
| 772 | 3 | 2 | 8760 | 108 | 36 | 0.0187 | 0.15 | 0.913 | 0.84762 | 0.32492 | 0.5227
| 773 | 3 | 2 | 8760 | 108 | 36 | 0.0187 | 0.15 | 0.913 | 0.84762 | 0.32492 | 0.5227
| 774 | 3 | 2 | 8760 | 108 | 36 | 0.0187 | 0.15 | 0.913 | 0.84762 | 0.32492 | 0.5227
| 775 | 3 | 2 | 8760 | 108 | 36 | 0.0187 | 0.15 | 0.913 | 0.84762 | 0.32492 | 0.5227
| 776 | 3 | 2 | 8760 | 108 | 36 | 0.0187 | 0.15 | 0.913 | 0.84762 | 0.32492 | 0.5227
| 777 | 3 | 2 | 8760 | 108 | 36 | 0.0187 | 0.15 | 0.913 | 0.84762 | 0.32492 | 0.5227
| 778 | 3 | 2 | 8760 | 108 | 36 | 0.0187 | 0.15 | 0.913 | 0.84762 | 0.32492 | 0.5227
| 779 | 3 | 2 | 8760 | 108 | 36 | 0.0187 | 0.15 | 0.913 | 0.84762 | 0.32492 | 0.5227
| 780 | 3 | 2 | 8760 | 108 | 36 | 0.0187 | 0.15 | 0.913 | 0.84762 | 0.32492 | 0.5227
| 781 | 3 | 2 | 8760 | 108 | 36 | 0.0187 | 0.15 | 0.913 | 0.84762 | 0.32492 | 0.5227
| 782 | 3 | 2 | 8760 | 108 | 36 | 0.0187 | 0.15 | 0.913 | 0.84762 | 0.32492 | 0.5227
| 783 | 3 | 2 | 8760 | 108 | 36 | 0.0187 | 0.15 | 0.913 | 0.84762 | 0.32492 | 0.5227
| 784 | 3 | 2 | 8760 | 108 | 36 | 0.0187 | 0.15 | 0.913 | 0.84762 | 0.32492 | 0.5227
| 785 | 3 | 2 | 8760 | 108 | 36 | 0.0187 | 0.15 | 0.913 | 0.84762 | 0.32492 | 0.5227
| 786 | 3 | 2 | 8760 | 108 | 36 | 0.0187 | 0.15 | 0.913 | 0.84762 | 0.32492 | 0.5227
| 787 | 3 | 2 | 8760 | 108 | 36 | 0.0187 | 0.15 | 0.913 | 0.84762 | 0.32492 | 0.5227
| 788 | 3 | 2 | 8760 | 108 | 36 | 0.0187 | 0.15 | 0.913 | 0.84762 | 0.32492 | 0.5227
| 789 | 3 | 2 | 8760 | 108 | 36 | 0.0187 | 0.15 | 0.913 | 0.84762 | 0.32492 | 0.5227
| 790 | 3 | 2 | 8760 | 108 | 36 | 0.0187 | 0.15 | 0.913 | 0.84762 | 0.32492 | 0.5227
| 791 | 3 | 2 | 8760 | 108 | 36 | 0.0187 | 0.15 | 0.913 | 0.84762 | 0.32492 | 0.5227
| 792 | 3 | 2 | 8760 | 108 | 36 | 0.0187 | 0.15 | 0.913 | 0.84762 | 0.32492 | 0.5227
| 793 | 3 | 2 | 8760 | 108 | 36 | 0.0187 | 0.15 | 0.913 | 0.84762 | 0.32492 | 0.5227
| 794 | 3 | 2 | 8760 | 108 | 36 | 0.0187 | 0.15 | 0.913 | 0.84762 | 0.32492 | 0.5227
| 795 | 3 | 2 | 8760 | 108 | 36 | 0.0187 | 0.15 | 0.913 | 0.84762 | 0.32492 | 0.5227
| 796 | 3 | 2 | 8760 | 108 | 36 | 0.0187 | 0.15 | 0.913 | 0.84762 | 0.32492 | 0.5227
| 797 | 3 | 2 | 8760 | 108 | 36 | 0.0187 | 0.15 | 0.913 | 0.84762 | 0.32492 | 0.5227
| 798 | 3 | 2 | 8760 | 108 | 36 | 0.0187 | 0.15 | 0.913 | 0.84762 | 0.32492 | 0.5227
| 799 | 3 | 2 | 8760 | 108 | 36 | 0.0187 | 0.15 | 0.913 | 0.84762 | 0.32492 | 0.5227
| 800 | 3 | 2 | 8760 | 108 | 36 | 0.0187 | 0.15 | 0.913 | 0.84762 | 0.32492 | 0.5227
| 801 | 3 | 2 | 8760 | 108 | 36 | 0.0187 | 0.15 | 0.913 | 0.84762 | 0.32492 | 0.5227
| 802 | 3 | 2 | 8760 | 108 | 36 | 0.0187 | 0.15 | 0.913 | 0.84762 | 0.32492 | 0.5227
| 803 | 3 | 2 | 8760 | 108 | 36 | 0.0187 | 0.15 | 0.913 | 0.84762 | 0.32492 | 0.5227
| 804 | 3 | 2 | 8760 | 108 | 36 | 0.0187 | 0.15 | 0.913 | 0.84762 | 0.32492 | 0.5227
| 805 | 3 | 2 | 8760 | 108 | 36 | 0.0187 | 0.15 | 0.913 | 0.84762 | 0.32492 | 0.5227
| 806 | 3 | 2 | 8760 | 108 | 36 | 0.0187 | 0.15 | 0.913 | 0.84762 | 0.32492 | 0.5227
| 807 | 3 | 2 | 8760 | 108 | 36 | 0.0187 | 0.15 | 0.913 | 0.84762 | 0.32492 | 0.5227
| 808 | 3 | 2 | 8760 | 108 | 36 | 0.0187 | 0.15 | 0.913 | 0.84762 | 0.32492 | 0.5227
| 809 | 3 | 2 | 8760 | 108 | 36 | 0.0187 | 0.15 | 0.913 | 0.84762 | 0.32492 | 0.5227
| 810 | 3 | 2 | 8760 | 108 | 36 | 0.0187 | 0.15 | 0.913 | 0.84762 | 0.32492 | 0.5227
| 811 | 4 | 2 | 8760 | 148 | 49 | 0.0187 | 0.15 | 0.913 | 1.1616 | 0.44225 | 0.7193
| 812 | 4 | 2 | 8760 | 148 | 49 | 0.0187 | 0.15 | 0.913 | 1.1616 | 0.44225 | 0.7193
| 813 | 4 | 2 | 8760 | 148 | 49 | 0.0187 | 0.15 | 0.913 | 1.1616 | 0.44225 | 0.7193
| 814 | 4 | 2 | 8760 | 148 | 49 | 0.0187 | 0.15 | 0.913 | 1.1616 | 0.44225 | 0.7193
| 815 | 4 | 2 | 8760 | 148 | 49 | 0.0187 | 0.15 | 0.913 | 1.1616 | 0.44225 | 0.7193
| 816 | 4 | 2 | 8760 | 148 | 49 | 0.0187 | 0.15 | 0.913 | 1.1616 | 0.44225 | 0.7193
| 817 | 4 | 2 | 8760 | 148 | 49 | 0.0187 | 0.15 | 0.913 | 1.1616 | 0.44225 | 0.7193
| 818 | 4 | 2 | 8760 | 148 | 49 | 0.0187 | 0.15 | 0.913 | 1.1616 | 0.44225 | 0.7193
| 819 | 4 | 2 | 8760 | 148 | 49 | 0.0187 | 0.15 | 0.913 | 1.1616 | 0.44225 | 0.7193
| 820 | 4 | 2 | 8760 | 148 | 49 | 0.0187 | 0.15 | 0.913 | 1.1616 | 0.44225 | 0.7193
| 821 | 4 | 2 | 8760 | 148 | 49 | 0.0187 | 0.15 | 0.913 | 1.1616 | 0.44225 | 0.7193
| 822 | 4 | 2 | 8760 | 148 | 49 | 0.0187 | 0.15 | 0.913 | 1.1616 | 0.44225 | 0.7193
| 823 | 4 | 2 | 8760 | 148 | 49 | 0.0187 | 0.15 | 0.913 | 1.1616 | 0.44225 | 0.7193
| 824 | 4 | 2 | 8760 | 148 | 49 | 0.0187 | 0.15 | 0.913 | 1.1616 | 0.44225 | 0.7193
| 825 | 4 | 2 | 8760 | 148 | 49 | 0.0187 | 0.15 | 0.913 | 1.1616 | 0.44225 | 0.7193
| 826 | 4 | 2 | 8760 | 148 | 49 | 0.0187 | 0.15 | 0.913 | 1.1616 | 0.44225 | 0.7193
| 827 | 4 | 2 | 8760 | 148 | 49 | 0.0187 | 0.15 | 0.913 | 1.1616 | 0.44225 | 0.7193
| 828 | 4 | 2 | 8760 | 148 | 49 | 0.0187 | 0.15 | 0.913 | 1.1616 | 0.44225 | 0.7193
| 829 | 4 | 2 | 8760 | 148 | 49 | 0.0187 | 0.15 | 0.913 | 1.1616 | 0.44225 | 0.7193
| 830 | 4 | 2 | 8760 | 148 | 49 | 0.0187 | 0.15 | 0.913 | 1.1616 | 0.44225 | 0.7193
| 831 | 4 | 2 | 8760 | 148 | 49 | 0.0187 | 0.15 | 0.913 | 1.1616 | 0.44225 | 0.7193
| 832 | 4 | 2 | 8760 | 148 | 49 | 0.0187 | 0.15 | 0.913 | 1.1616 | 0.44225 | 0.7193
| 833 | 4 | 2 | 8760 | 148 | 49 | 0.0187 | 0.15 | 0.913 | 1.1616 | 0.44225 | 0.7193
| 834 | 4 | 2 | 8760 | 148 | 49 | 0.0187 | 0.15 | 0.913 | 1.1616 | 0.44225 | 0.7193
| 835 | 4 | 2 | 8760 | 148 | 49 | 0.0187 | 0.15 | 0.913 | 1.1616 | 0.44225 | 0.7193
| 836 | 4 | 2 | 8760 | 148 | 49 | 0.0187 | 0.15 | 0.913 | 1.1616 | 0.44225 | 0.7193
| 837 | 4 | 2 | 8760 | 148 | 49 | 0.0187 | 0.15 | 0.913 | 1.1616 | 0.44225 | 0.7193
| 838 | 4 | 2 | 8760 | 148 | 49 | 0.0187 | 0.15 | 0.913 | 1.1616 | 0.44225 | 0.7193
| 839 | 4 | 2 | 8760 | 148 | 49 | 0.0187 | 0.15 | 0.913 | 1.1616 | 0.44225 | 0.7193
| 840 | 4 | 2 | 8760 | 148 | 49 | 0.0187 | 0.15 | 0.913 | 1.1616 | 0.44225 | 0.7193
| 841 | 4 | 2 | 8760 | 148 | 49 | 0.0187 | 0.15 | 0.913 | 1.1616 | 0.44225 | 0.7193
| 842 | 4 | 2 | 8760 | 148 | 49 | 0.0187 | 0.15 | 0.913 | 1.1616 | 0.44225 | 0.7193
| 843 | 4 | 2 | 8760 | 148 | 49 | 0.0187 | 0.15 | 0.913 | 1.1616 | 0.44225 | 0.7193
| 844 | 4 | 2 | 8760 | 148 | 49 | 0.0187 | 0.15 | 0.913 | 1.1616 | 0.44225 | 0.7193
| 845 | 4 | 2 | 8760 | 148 | 49 | 0.0187 | 0.15 | 0.913 | 1.1616 | 0.44225 | 0.7193
| 846 | 4 | 2 | 8760 | 148 | 49 | 0.0187 | 0.15 | 0.913 | 1.1616 | 0.44225 | 0.7193
| 847 | 4 | 2 | 8760 | 148 | 49 | 0.0187 | 0.15 | 0.913 | 1.1616 | 0.44225 | 0.7193
| 848 | 4 | 2 | 8760 | 148 | 49 | 0.0187 | 0.15 | 0.913 | 1.1616 | 0.44225 | 0.7193
| 849 | 4 | 2 | 8760 | 148 | 49 | 0.0187 | 0.15 | 0.913 | 1.1616 | 0.44225 | 0.7193
| 850 | 4 | 2 | 8760 | 148 | 49 | 0.0187 | 0.15 | 0.913 | 1.1616 | 0.44225 | 0.7193
| 851 | 4 | 2 | 8760 | 148 | 49 | 0.0187 | 0.15 | 0.913 | 1.1616 | 0.44225 | 0.7193
| 852 | 4 | 2 | 8760 | 148 | 49 | 0.0187 | 0.15 | 0.913 | 1.1616 | 0.44225 | 0.7193
| 853 | 4 | 2 | 8760 | 148 | 49 | 0.0187 | 0.15 | 0.913 | 1.1616 | 0.44225 | 0.7193
| 854 | 4 | 2 | 8760 | 148 | 49 | 0.0187 | 0.15 | 0.913 | 1.1616 | 0.44225 | 0.7193
| 855 | 4 | 2 | 8760 | 148 | 49 | 0.0187 | 0.15 | 0.913 | 1.1616 | 0.44225 | 0.7193
| 856 | 4 | 2 | 8760 | 148 | 49 | 0.0187 | 0.15 | 0.913 | 1.1616 | 0.44225 | 0.7193
| 857 | 4 | 2 | 8760 | 148 | 49 | 0.0187 | 0.15 | 0.913 | 1.1616 | 0.44225 | 0.7193
| 858 | 4 | 2 | 8760 | 148 | 49 | 0.0187 | 0.15 | 0.913 | 1.1616 | 0.44225 | 0.7193
| 859 | 4 | 2 | 8760 | 148 | 49 | 0.0187 | 0.15 | 0.913 | 1.1616 | 0.44225 | 0.7193
| 860 | 4 | 2 | 8760 | 148 | 49 | 0.0187 | 0.15 | 0.913 | 1.1616 | 0.44225 | 0.7193
| 861 | 4 | 2 | 8760 | 148 | 49 | 0.0187 | 0.15 | 0.913 | 1.1616 | 0.44225 | 0.7193
| 862 | 4 | 2 | 8760 | 148 | 49 | 0.0187 | 0.15 | 0.913 | 1.1616 | 0.44225 | 0.7193
| 863 | 4 | 2 | 8760 | 148 | 49 | 0.0187 | 0.15 | 0.913 | 1.1616 | 0.44225 | 0.7193
| 864 | 4 | 2 | 8760 | 148 | 49 | 0.0187 | 0.15 | 0.913 | 1.1616 | 0.44225 | 0.7193
| 865 | 4 | 2 | 8760 | 148 | 49 | 0.0187 | 0.15 | 0.913 | 1.1616 | 0.44225 | 0.7193
| 866 | 4 | 2 | 8760 | 148 | 49 | 0.0187 | 0.15 | 0.913 | 1.1616 | 0.44225 | 0.7193
| 867 | 4 | 2 | 8760 | 148 | 49 | 0.0187 | 0.15 | 0.913 | 1.1616 | 0.44225 | 0.7193
| 868 | 4 | 2 | 8760 | 148 | 49 | 0.0187 | 0.15 | 0.913 | 1.1616 | 0.44225 | 0.7193
| 869 | 4 | 2 | 8760 | 148 | 49 | 0.0187 | 0.15 | 0.913 | 1.1616 | 0.44225 | 0.7193
| 870 | 4 | 2 | 8760 | 148 | 49 | 0.0187 | 0.15 | 0.913 | 1.1616 | 0.44225 | 0.7193
| 871 | 4 | 2 | 8760 | 148 | 49 | 0.0187 | 0.15 | 0.913 | 1.1616 | 0.44225 | 0.7193
| 872 | 4 | 2 | 8760 | 148 | 49 | 0.0187 | 0.15 | 0.913 | 1.1616 | 0.44225 | 0.7193
| 873 | 4 | 2 | 8760 | 148 | 49 | 0.0187 | 0.15 | 0.913 | 1.1616 | 0.44225 | 0.7193
| 874 | 4 | 2 | 8760 | 148 | 49 | 0.0187 | 0.15 | 0.913 | 1.1616 | 0.44225 | 0.7193
| 875 | 4 | 2 | 8760 | 148 | 49 | 0.0187 | 0.15 | 0.913 | 1.1616 | 0.44225 | 0.7193
| 876 | 4 | 2 | 8760 | 148 | 49 | 0.0187 | 0.15 | 0.913 | 1.1616 | 0.44225 | 0.7193
| 877 | 4 | 2 | 8760 | 148 | 49 | 0.0187 | 0.15 | 0.913 | 1.1616 | 0.44225 | 0.7193
| 878 | 4 | 2 | 8760 | 148 | 49 | 0.0187 | 0.15 | 0.913 | 1.1616 | 0.44225 | 0.7193
| 879 | 4 | 2 | 8760 | 148 | 49 | 0.0187 | 0.15 | 0.913 | 1.1616 | 0.44225 | 0.7193
| 880 | 4 | 2 | 8760 | 148 | 49 | 0.0187 | 0.15 | 0.913 | 1.1616 | 0.44225 | 0.7193
| 881 | 4 | 2 | 8760 | 148 | 49 | 0.0187 | 0.15 | 0.913 | 1.1616 | 0.44225 | 0.7193
| 882 | 4 | 2 | 8760 | 148 | 49 | 0.0187 | 0.15 | 0.913 | 1.1616 | 0.44225 | 0.7193
| 883 | 4 | 2 | 8760 | 148 | 49 | 0.0187 | 0.15 | 0.913 | 1.1616 | 0.44225 | 0.7193
| 884 | 4 | 2 | 8760 | 148 | 49 | 0.0187 | 0.15 | 0.913 | 1.1616 | 0.44225 | 0.7193
| 885 | 4 | 2 | 8760 | 148 | 49 | 0.0187 | 0.15 | 0.913 | 1.1616 | 0.44225 | 0.7193
| 886 | 4 | 2 | 8760 | 148 | 49 | 0.0187 | 0.15 | 0.913 | 1.1616 | 0.44225 | 0.7193
| 887 | 4 | 2 | 8760 | 148 | 49 | 0.0187 | 0.15 | 0.913 | 1.1616 | 0.44225 | 0.7193
| 888 | 4 | 2 | 8760 | 148 | 49 | 0.0187 | 0.15 | 0.913 | 1.1616 | 0.44225 | 0.7193
| 889 | 4 | 2 | 8760 | 148 | 49 | 0.0187 | 0.15 | 0.913 | 1.1616 | 0.44225 | 0.7193
| 890 | 4 | 2 | 8760 | 148 | 49 | 0.0187 | 0.15 | 0.913 | 1.1616 | 0.44225 | 0.7193
| 891 | 4 | 2 | 8760 | 148 | 49 | 0.0187 | 0.15 | 0.913 | 1.1616 | 0.44225 | 0.7193
| 892 | 4 | 2 | 8760 | 148 | 49 | 0.0187 | 0.15 | 0.913 | 1.1616 | 0.44225 | 0.7193
| 893 | 4 | 2 | 8760 | 148 | 49 | 0.0187 | 0.15 | 0.913 | 1.1616 | 0.44225 | 0.7193
| 894 | 4 | 2 | 8760 | 148 | 49 | 0.0187 | 0.15 | 0.913 | 1.1616 | 0.44225 | 0.7193
| 895 | 4 | 2 | 8760 | 148 | 49 | 0.0187 | 0.15 | 0.913 | 1.1616 | 0.44225 | 0.7193
| 896 | 4 | 2 | 8760 | 148 | 49 | 0.0187 | 0.15 | 0.913 | 1.1616 | 0.44225 | 0.7193
| 897 | 4 | 2 | 8760 | 148 | 49 | 0.0187 | 0.15 | 0.913 | 1.1616 | 0.44225 | 0.7193
| 898 | 4 | 2 | 8760 | 148 | 49 | 0.0187 | 0.15 | 0.913 | 1.1616 | 0.44225 | 0.7193
| 899 | 4 | 2 | 8760 | 148 | 49 | 0.0187 | 0.15 | 0.913 | 1.1616 | 0.44225 | 0.7193
| 900 | 4 | 2 | 8760 | 148 | 49 | 0.0187 | 0.15 | 0.913 | 1.1616 | 0.44225 | 0.7193
| 901 | 4 | 2 | 8760 | 148 | 49 | 0.0187 | 0.15 | 0.913 | 1.1616 | 0.44225 | 0.7193
| 902 | 4 | 2 | 8760 | 148 | 49 | 0.0187 | 0.15 | 0.913 | 1.1616 | 0.44225 | 0.7193
| 903 | 4 | 2 | 8760 | 148 | 49 | 0.0187 | 0.15 | 0.913 | 1.1616 | 0.44225 | 0.7193
| 904 | 4 | 2 | 8760 | 148 | 49 | 0.0187 | 0.15 | 0.913 | 1.1616 | 0.44225 | 0.7193
| 905 | 4 | 2 | 8760 | 148 | 49 | 0.0187 | 0.15 | 0.913 | 1.1616 | 0.44225 | 0.7193
| 906 | 4 | 2 | 8760 | 148 | 49 | 0.0187 | 0.15 | 0.913 | 1.1616 | 0.44225 | 0.7193
| 907 | 4 | 2 | 8760 | 148 | 49 | 0.0187 | 0.15 | 0.913 | 1.1616 | 0.44225 | 0.7193
| 908 | 4 | 2 | 8760 | 148 | 49 | 0.0187 | 0.15 | 0.913 | 1.1616 | 0.44225 | 0.7193
| 909 | 4 | 2 | 8760 | 148 | 49 | 0.0187 | 0.15 | 0.913 | 1.1616 | 0.44225 | 0.7193
| 910 | 4 | 2 | 8760 | 148 | 49 | 0.0187 | 0.15 | 0.913 | 1.1616 | 0.44225 | 0.7193
| 911 | 4 | 2 | 8760 | 148 | 49 | 0.0187 | 0.15 | 0.913 | 1.1616 | 0.44225 | 0.7193
| 912 | 4 | 2 | 8760 | 148 | 49 | 0.0187 | 0.15 | 0.913 | 1.1616 | 0.44225 | 0.7193
| 913 | 4 | 2 | 8760 | 148 | 49 | 0.0187 | 0.15 | 0.913 | 1.1616 | 0.44225 | 0.7193
| 914 | 4 | 2 | 8760 | 148 | 49 | 0.0187 | 0.15 | 0.913 | 1.1616 | 0.44225 | 0.7193
| 915 | 4 | 2 | 8760 | 148 | 49 | 0.0187 | 0.15 | 0.913 | 1.1616 | 0.44225 | 0.7193
| 916 | 4 | 2 | 8760 | 148 | 49 | 0.0187 | 0.15 | 0.913 | 1.1616 | 0.44225 | 0.7193
| 917 | 4 | 2 | 8760 | 148 | 49 | 0.0187 | 0.15 | 0.913 | 1.1616 | 0.44225 | 0.7193
| 918 | 4 | 2 | 8760 | 148 | 49 | 0.0187 | 0.15 | 0.913 | 1.1616 | 0.44225 | 0.7193
| 919 | 4 | 2 | 8760 | 148 | 49 | 0.0187 | 0.15 | 0.913 | 1.1616 | 0.44225 | 0.7193
| 920 | 4 | 2 | 8760 | 148 | 49 | 0.0187 | 0.15 | 0.913 | 1.1616 | 0.44225 | 0.7193
| 921 | 4 | 2 | 8760 | 148 | 49 | 0.0187 | 0.15 | 0.913 | 1.1616 | 0.44225 | 0.7193
| 922 | 4 | 2 | 8760 | 148 | 49 | 0.0187 | 0.15 | 0.913 | 1.1616 | 0.44225 | 0.7193
| 923 | 4 | 2 | 8760 | 148 | 49 | 0.0187 | 0.15 | 0.913 | 1.1616 | 0.44225 | 0.7193
| 924 | 4 | 2 | 8760 | 148 | 49 | 0.0187 | 0.15 | 0.913 | 1.1616 | 0.44225 | 0.7193
| 925 | 4 | 2 | 8760 | 148 | 49 | 0.0187 | 0.15 | 0.913 | 1.1616 | 0.44225 | 0.7193
| 926 | 4 | 2 | 8760 | 148 | 49 | 0.0187 | 0.15 | 0.913 | 1.1616 | 0.44225 | 0.7193
| 927 | 4 | 2 | 8760 | 148 | 49 | 0.0187 | 0.15 | 0.913 | 1.1616 | 0.44225 | 0.7193
| 928 | 4 | 2 | 8760 | 148 | 49 | 0.0187 | 0.15 | 0.913 | 1.1616 | 0.44225 | 0.7193
| 929 | 4 | 2 | 8760 | 148 | 49 | 0.0187 | 0.15 | 0.913 | 1.1616 | 0.44225 | 0.7193
| 930 | 4 | 2 | 8760 | 148 | 49 | 0.0187 | 0.15 | 0.913 | 1.1616 | 0.44225 | 0.7193
| 931 | 4 | 2 | 8760 | 148 | 49 | 0.0187 | 0.15 | 0.913 | 1.1616 | 0.44225 | 0.7193
| 932 | 4 | 2 | 8760 | 148 | 49 | 0.0187 | 0.15 | 0.913 | 1.1616 | 0.44225 | 0.7193
| 933 | 4 | 2 | 8760 | 148 | 49 | 0.0187 | 0.15 | 0.913 | 1.1616 | 0.44225 | 0.7193
| 934 | 4 | 2 | 8760 | 148 | 49 | 0.0187 | 0.15 | 0.913 | 1.1616 | 0.44225 | 0.7193
| 935 | 4 | 2 | 8760 | 148 | 49 | 0.0187 | 0.15 | 0.913 | 1.1616 | 0.44225 | 0.7193
| 936 | 4 | 2 | 8760 | 148 | 49 | 0.0187 | 0.15 | 0.913 | 1.1616 | 0.44225 | 0.7193
| 937 | 4 | 2 | 8760 | 148 | 49 | 0.0187 | 0.15 | 0.913 | 1.1616 | 0.44225 | 0.7193
| 938 | 4 | 2 | 8760 | 148 | 49 | 0.0187 | 0.15 | 0.913 | 1.1616 | 0.44225 | 0.7193
| 939 | 4 | 2 | 8760 | 148 | 49 | 0.0187 | 0.15 | 0.913 | 1.1616 | 0.44225 | 0.7193
| 940 | 4 | 2 | 8760 | 148 | 49 | 0.0187 | 0.15 | 0.913 | 1.1616 | 0.44225 | 0.7193
| 941 | 10 | 2 | 8760 | 340 | 125 | 0.0187 | 0.15 | 0.913 | 2.6684 | 1.1282 | 1.5402
| 942 | 10 | 2 | 8760 | 340 | 125 | 0.0187 | 0.15 | 0.913 | 2.6684 | 1.1282 | 1.5402
| 943 | 10 | 2 | 8760 | 340 | 125 | 0.0187 | 0.15 | 0.913 | 2.6684 | 1.1282 | 1.5402
| 944 | 10 | 2 | 8760 | 340 | 125 | 0.0187 | 0.15 | 0.913 | 2.6684 | 1.1282 | 1.5402
| 945 | 10 | 2 | 8760 | 340 | 125 | 0.0187 | 0.15 | 0.913 | 2.6684 | 1.1282 | 1.5402
| 946 | 10 | 2 | 8760 | 340 | 125 | 0.0187 | 0.15 | 0.913 | 2.6684 | 1.1282 | 1.5402
| 947 | 10 | 2 | 8760 | 340 | 125 | 0.0187 | 0.15 | 0.913 | 2.6684 | 1.1282 | 1.5402
| 948 | 10 | 2 | 8760 | 340 | 125 | 0.0187 | 0.15 | 0.913 | 2.6684 | 1.1282 | 1.5402
| 949 | 10 | 2 | 8760 | 340 | 125 | 0.0187 | 0.15 | 0.913 | 2.6684 | 1.1282 | 1.5402
| 950 | 10 | 2 | 8760 | 340 | 125 | 0.0187 | 0.15 | 0.913 | 2.6684 | 1.1282 | 1.5402
| 951 | 10 | 2 | 8760 | 340 | 125 | 0.0187 | 0.15 | 0.913 | 2.6684 | 1.1282 | 1.5402
| 952 | 10 | 2 | 8760 | 340 | 125 | 0.0187 | 0.15 | 0.913 | 2.6684 | 1.1282 | 1.5402
| 953 | 10 | 2 | 8760 | 340 | 125 | 0.0187 | 0.15 | 0.913 | 2.6684 | 1.1282 | 1.5402
| 954 | 11 | 2 | 8760 | 385 | 145 | 0.0187 | 0.15 | 0.913 | 3.0216 | 1.3087 | 1.7129
| 955 | 11 | 2 | 8760 | 385 | 145 | 0.0187 | 0.15 | 0.913 | 3.0216 | 1.3087 | 1.7129
| 956 | 11 | 2 | 8760 | 385 | 145 | 0.0187 | 0.15 | 0.913 | 3.0216 | 1.3087 | 1.7129
| 957 | 11 | 2 | 8760 | 385 | 145 | 0.0187 | 0.15 | 0.913 | 3.0216 | 1.3087 | 1.7129
| 958 | 11 | 2 | 8760 | 385 | 145 | 0.0187 | 0.15 | 0.913 | 3.0216 | 1.3087 | 1.7129
| 959 | 11 | 2 | 8760 | 385 | 145 | 0.0187 | 0.15 | 0.913 | 3.0216 | 1.3087 | 1.7129
| 960 | 11 | 2 | 8760 | 385 | 145 | 0.0187 | 0.15 | 0.913 | 3.0216 | 1.3087 | 1.7129
| 961 | 11 | 2 | 8760 | 385 | 145 | 0.0187 | 0.15 | 0.913 | 3.0216 | 1.3087 | 1.7129
| 962 | 11 | 2 | 8760 | 385 | 145 | 0.0187 | 0.15 | 0.913 | 3.0216 | 1.3087 | 1.7129
| 963 | 11 | 2 | 8760 | 385 | 145 | 0.0187 | 0.15 | 0.913 | 3.0216 | 1.3087 | 1.7129
| 964 | 11 | 2 | 8760 | 385 | 145 | 0.0187 | 0.15 | 0.913 | 3.0216 | 1.3087 | 1.7129
| 965 | 11 | 2 | 8760 | 385 | 145 | 0.0187 | 0.15 | 0.913 | 3.0216 | 1.3087 | 1.7129
| 966 | 11 | 2 | 8760 | 385 | 145 | 0.0187 | 0.15 | 0.913 | 3.0216 | 1.3087 | 1.7129
| 967 | 11 | 2 | 8760 | 385 | 145 | 0.0187 | 0.15 | 0.913 | 3.0216 | 1.3087 | 1.7129
| 968 | 11 | 2 | 8760 | 385 | 145 | 0.0187 | 0.15 | 0.913 | 3.0216 | 1.3087 | 1.7129
| 969 | 11 | 2 | 8760 | 385 | 145 | 0.0187 | 0.15 | 0.913 | 3.0216 | 1.3087 | 1.7129
| 970 | 11 | 2 | 8760 | 385 | 145 | 0.0187 | 0.15 | 0.913 | 3.0216 | 1.3087 | 1.7129
| 971 | 11 | 2 | 8760 | 385 | 145 | 0.0187 | 0.15 | 0.913 | 3.0216 | 1.3087 | 1.7129
| 972 | 11 | 2 | 8760 | 385 | 145 | 0.0187 | 0.15 | 0.913 | 3.0216 | 1.3087 | 1.7129
| 973 | 11 | 2 | 8760 | 385 | 145 | 0.0187 | 0.15 | 0.913 | 3.0216 | 1.3087 | 1.7129
| 974 | 11 | 2 | 8760 | 385 | 145 | 0.0187 | 0.15 | 0.913 | 3.0216 | 1.3087 | 1.7129
| 975 | 11 | 2 | 8760 | 385 | 145 | 0.0187 | 0.15 | 0.913 | 3.0216 | 1.3087 | 1.7129
| 976 | 12 | 2 | 8760 | 433 | 165 | 0.0187 | 0.15 | 0.913 | 3.3983 | 1.4892 | 1.9091
| 977 | 12 | 2 | 8760 | 433 | 165 | 0.0187 | 0.15 | 0.913 | 3.3983 | 1.4892 | 1.9091
| 978 | 12 | 2 | 8760 | 433 | 165 | 0.0187 | 0.15 | 0.913 | 3.3983 | 1.4892 | 1.9091
| 979 | 12 | 2 | 8760 | 433 | 165 | 0.0187 | 0.15 | 0.913 | 3.3983 | 1.4892 | 1.9091
| 980 | 12 | 2 | 8760 | 433 | 165 | 0.0187 | 0.15 | 0.913 | 3.3983 | 1.4892 | 1.9091
| 981 | 12 | 2 | 8760 | 433 | 165 | 0.0187 | 0.15 | 0.913 | 3.3983 | 1.4892 | 1.9091
| 982 | 12 | 2 | 8760 | 433 | 165 | 0.0187 | 0.15 | 0.913 | 3.3983 | 1.4892 | 1.9091
| 983 | 12 | 2 | 8760 | 433 | 165 | 0.0187 | 0.15 | 0.913 | 3.3983 | 1.4892 | 1.9091
| 984 | 12 | 2 | 8760 | 433 | 165 | 0.0187 | 0.15 | 0.913 | 3.3983 | 1.4892 | 1.9091
| 985 | 12 | 2 | 8760 | 433 | 165 | 0.0187 | 0.15 | 0.913 | 3.3983 | 1.4892 | 1.9091
| 986 | 12 | 2 | 8760 | 433 | 165 | 0.0187 | 0.15 | 0.913 | 3.3983 | 1.4892 | 1.9091
| 987 | 12 | 2 | 8760 | 433 | 165 | 0.0187 | 0.15 | 0.913 | 3.3983 | 1.4892 | 1.9091
| 988 | 12 | 2 | 8760 | 433 | 165 | 0.0187 | 0.15 | 0.913 | 3.3983 | 1.4892 | 1.9091
| 989 | 12 | 2 | 8760 | 433 | 165 | 0.0187 | 0.15 | 0.913 | 3.3983 | 1.4892 | 1.9091
| 990 | 12 | 2 | 8760 | 433 | 165 | 0.0187 | 0.15 | 0.913 | 3.3983 | 1.4892 | 1.9091
| 991 | 12 | 2 | 8760 | 433 | 165 | 0.0187 | 0.15 | 0.913 | 3.3983 | 1.4892 | 1.9091
| 992 | 12 | 2 | 8760 | 433 | 165 | 0.0187 | 0.15 | 0.913 | 3.3983 | 1.4892 | 1.9091
| 993 | 12 | 2 | 8760 | 433 | 165 | 0.0187 | 0.15 | 0.913 | 3.3983 | 1.4892 | 1.9091
| 994 | 12 | 2 | 8760 | 433 | 165 | 0.0187 | 0.15 | 0.913 | 3.3983 | 1.4892 | 1.9091
| 995 | 12 | 2 | 8760 | 433 | 165 | 0.0187 | 0.15 | 0.913 | 3.3983 | 1.4892 | 1.9091
| 996 | 12 | 2 | 8760 | 433 | 165 | 0.0187 | 0.15 | 0.913 | 3.3983 | 1.4892 | 1.9091
| 997 | 12 | 2 | 8760 | 433 | 165 | 0.0187 | 0.15 | 0.913 | 3.3983 | 1.4892 | 1.9091
| 998 | 12 | 2 | 8760 | 433 | 165 | 0.0187 | 0.15 | 0.913 | 3.3983 | 1.4892 | 1.9091
| 999 | 12 | 2 | 8760 | 433 | 165 | 0.0187 | 0.15 | 0.913 | 3.3983 | 1.4892 | 1.9091
| 1000 | 12 | 2 | 8760 | 433 | 165 | 0.0187 | 0.15 | 0.913 | 3.3983 | 1.4892 | 1.9091
| 1001 | 12 | 2 | 8760 | 433 | 165 | 0.0187 | 0.15 | 0.913 | 3.3983 | 1.4892 | 1.9091
| 1002 | 12 | 2 | 8760 | 433 | 165 | 0.0187 | 0.15 | 0.913 | 3.3983 | 1.4892 | 1.9091
| 1003 | 12 | 2 | 8760 | 433 | 165 | 0.0187 | 0.15 | 0.913 | 3.3983 | 1.4892 | 1.9091
| 1004 | 13 | 2 | 8760 | 580 | 220 | 0.0187 | 0.15 | 0.913 | 4.552 | 1.9856 | 2.5664
| 1005 | 13 | 2 | 8760 | 580 | 220 | 0.0187 | 0.15 | 0.913 | 4.552 | 1.9856 | 2.5664
| 1006 | 13 | 2 | 8760 | 580 | 220 | 0.0187 | 0.15 | 0.913 | 4.552 | 1.9856 | 2.5664
| 1007 | 13 | 2 | 8760 | 580 | 220 | 0.0187 | 0.15 | 0.913 | 4.552 | 1.9856 | 2.5664
| 1008 | 13 | 2 | 8760 | 580 | 220 | 0.0187 | 0.15 | 0.913 | 4.552 | 1.9856 | 2.5664
| 1009 | 13 | 2 | 8760 | 580 | 220 | 0.0187 | 0.15 | 0.913 | 4.552 | 1.9856 | 2.5664
| 1010 | 13 | 2 | 8760 | 580 | 220 | 0.0187 | 0.15 | 0.913 | 4.552 | 1.9856 | 2.5664
| 1011 | 13 | 2 | 8760 | 580 | 220 | 0.0187 | 0.15 | 0.913 | 4.552 | 1.9856 | 2.5664
| 1012 | 13 | 2 | 8760 | 580 | 220 | 0.0187 | 0.15 | 0.913 | 4.552 | 1.9856 | 2.5664
| 1013 | 13 | 2 | 8760 | 580 | 220 | 0.0187 | 0.15 | 0.913 | 4.552 | 1.9856 | 2.5664
| 1014 | 13 | 2 | 8760 | 580 | 220 | 0.0187 | 0.15 | 0.913 | 4.552 | 1.9856 | 2.5664
| 1015 | 13 | 2 | 8760 | 580 | 220 | 0.0187 | 0.15 | 0.913 | 4.552 | 1.9856 | 2.5664
| 1016 | 13 | 2 | 8760 | 580 | 220 | 0.0187 | 0.15 | 0.913 | 4.552 | 1.9856 | 2.5664
| 1017 | 13 | 2 | 8760 | 580 | 220 | 0.0187 | 0.15 | 0.913 | 4.552 | 1.9856 | 2.5664
| 1018 | 13 | 2 | 8760 | 580 | 220 | 0.0187 | 0.15 | 0.913 | 4.552 | 1.9856 | 2.5664
| 1019 | 13 | 2 | 8760 | 580 | 220 | 0.0187 | 0.15 | 0.913 | 4.552 | 1.9856 | 2.5664
| 1020 | 13 | 2 | 8760 | 580 | 220 | 0.0187 | 0.15 | 0.913 | 4.552 | 1.9856 | 2.5664
| 1021 | 13 | 2 | 8760 | 580 | 220 | 0.0187 | 0.15 | 0.913 | 4.552 | 1.9856 | 2.5664
| 1022 | 13 | 2 | 8760 | 580 | 220 | 0.0187 | 0.15 | 0.913 | 4.552 | 1.9856 | 2.5664
| 1023 | 13 | 2 | 8760 | 580 | 220 | 0.0187 | 0.15 | 0.913 | 4.552 | 1.9856 | 2.5664
| 1024 | 14 | 2 | 8760 | 780 | 270 | 0.0187 | 0.15 | 0.913 | 6.1217 | 2.4369 | 3.6848
| 1025 | 14 | 2 | 8760 | 780 | 270 | 0.0187 | 0.15 | 0.913 | 6.1217 | 2.4369 | 3.6848
| 1026 | 14 | 2 | 8760 | 780 | 270 | 0.0187 | 0.15 | 0.913 | 6.1217 | 2.4369 | 3.6848
| 1027 | 14 | 2 | 8760 | 780 | 270 | 0.0187 | 0.15 | 0.913 | 6.1217 | 2.4369 | 3.6848
| 1028 | 14 | 2 | 8760 | 780 | 270 | 0.0187 | 0.15 | 0.913 | 6.1217 | 2.4369 | 3.6848
| 1029 | 14 | 2 | 8760 | 780 | 270 | 0.0187 | 0.15 | 0.913 | 6.1217 | 2.4369 | 3.6848
| 1030 | 14 | 2 | 8760 | 780 | 270 | 0.0187 | 0.15 | 0.913 | 6.1217 | 2.4369 | 3.6848
| 1031 | 14 | 2 | 8760 | 780 | 270 | 0.0187 | 0.15 | 0.913 | 6.1217 | 2.4369 | 3.6848
| 1032 | 11 | 2 | 8760 | 385 | 145 | 0.0187 | 0.15 | 0.913 | 3.0216 | 1.3087 | 1.7129
| 1033 | 11 | 2 | 8760 | 385 | 145 | 0.0187 | 0.15 | 0.913 | 3.0216 | 1.3087 | 1.7129
| 1034 | 11 | 2 | 8760 | 385 | 145 | 0.0187 | 0.15 | 0.913 | 3.0216 | 1.3087 | 1.7129
| 1035 | 11 | 2 | 8760 | 385 | 145 | 0.0187 | 0.15 | 0.913 | 3.0216 | 1.3087 | 1.7129
| 1036 | 11 | 2 | 8760 | 385 | 145 | 0.0187 | 0.15 | 0.913 | 3.0216 | 1.3087 | 1.7129
| 1037 | 11 | 2 | 8760 | 385 | 145 | 0.0187 | 0.15 | 0.913 | 3.0216 | 1.3087 | 1.7129
| 1038 | 11 | 2 | 8760 | 385 | 145 | 0.0187 | 0.15 | 0.913 | 3.0216 | 1.3087 | 1.7129
| 1039 | 11 | 2 | 8760 | 385 | 145 | 0.0187 | 0.15 | 0.913 | 3.0216 | 1.3087 | 1.7129
| 1040 | 11 | 2 | 8760 | 385 | 145 | 0.0187 | 0.15 | 0.913 | 3.0216 | 1.3087 | 1.7129
| 1041 | 11 | 2 | 8760 | 385 | 145 | 0.0187 | 0.15 | 0.913 | 3.0216 | 1.3087 | 1.7129
| 1042 | 11 | 2 | 8760 | 385 | 145 | 0.0187 | 0.15 | 0.913 | 3.0216 | 1.3087 | 1.7129
| 1043 | 11 | 2 | 8760 | 385 | 145 | 0.0187 | 0.15 | 0.913 | 3.0216 | 1.3087 | 1.7129
| 1044 | 11 | 2 | 8760 | 385 | 145 | 0.0187 | 0.15 | 0.913 | 3.0216 | 1.3087 | 1.7129
| 1045 | 11 | 2 | 8760 | 385 | 145 | 0.0187 | 0.15 | 0.913 | 3.0216 | 1.3087 | 1.7129
| 1046 | 11 | 2 | 8760 | 385 | 145 | 0.0187 | 0.15 | 0.913 | 3.0216 | 1.3087 | 1.7129
| 1047 | 11 | 2 | 8760 | 385 | 145 | 0.0187 | 0.15 | 0.913 | 3.0216 | 1.3087 | 1.7129
| 1048 | 11 | 2 | 8760 | 385 | 145 | 0.0187 | 0.15 | 0.913 | 3.0216 | 1.3087 | 1.7129
| 1049 | 11 | 2 | 8760 | 385 | 145 | 0.0187 | 0.15 | 0.913 | 3.0216 | 1.3087 | 1.7129
| 1050 | 11 | 2 | 8760 | 385 | 145 | 0.0187 | 0.15 | 0.913 | 3.0216 | 1.3087 | 1.7129
| 1051 | 12 | 2 | 8760 | 433 | 165 | 0.0187 | 0.15 | 0.913 | 3.3983 | 1.4892 | 1.9091
| 1052 | 12 | 2 | 8760 | 433 | 165 | 0.0187 | 0.15 | 0.913 | 3.3983 | 1.4892 | 1.9091
| 1053 | 12 | 2 | 8760 | 433 | 165 | 0.0187 | 0.15 | 0.913 | 3.3983 | 1.4892 | 1.9091
| 1054 | 12 | 2 | 8760 | 433 | 165 | 0.0187 | 0.15 | 0.913 | 3.3983 | 1.4892 | 1.9091
| 1055 | 12 | 2 | 8760 | 433 | 165 | 0.0187 | 0.15 | 0.913 | 3.3983 | 1.4892 | 1.9091
| 1056 | 12 | 2 | 8760 | 433 | 165 | 0.0187 | 0.15 | 0.913 | 3.3983 | 1.4892 | 1.9091
| 1057 | 12 | 2 | 8760 | 433 | 165 | 0.0187 | 0.15 | 0.913 | 3.3983 | 1.4892 | 1.9091
| 1058 | 12 | 2 | 8760 | 433 | 165 | 0.0187 | 0.15 | 0.913 | 3.3983 | 1.4892 | 1.9091
| 1059 | 12 | 2 | 8760 | 433 | 165 | 0.0187 | 0.15 | 0.913 | 3.3983 | 1.4892 | 1.9091
| 1060 | 12 | 2 | 8760 | 433 | 165 | 0.0187 | 0.15 | 0.913 | 3.3983 | 1.4892 | 1.9091
| 1061 | 12 | 2 | 8760 | 433 | 165 | 0.0187 | 0.15 | 0.913 | 3.3983 | 1.4892 | 1.9091
| 1062 | 12 | 2 | 8760 | 433 | 165 | 0.0187 | 0.15 | 0.913 | 3.3983 | 1.4892 | 1.9091
| 1063 | 12 | 2 | 8760 | 433 | 165 | 0.0187 | 0.15 | 0.913 | 3.3983 | 1.4892 | 1.9091
| 1064 | 12 | 2 | 8760 | 433 | 165 | 0.0187 | 0.15 | 0.913 | 3.3983 | 1.4892 | 1.9091
| 1065 | 12 | 2 | 8760 | 433 | 165 | 0.0187 | 0.15 | 0.913 | 3.3983 | 1.4892 | 1.9091
| 1066 | 12 | 2 | 8760 | 433 | 165 | 0.0187 | 0.15 | 0.913 | 3.3983 | 1.4892 | 1.9091
| 1067 | 12 | 2 | 8760 | 433 | 165 | 0.0187 | 0.15 | 0.913 | 3.3983 | 1.4892 | 1.9091
| 1068 | 12 | 2 | 8760 | 433 | 165 | 0.0187 | 0.15 | 0.913 | 3.3983 | 1.4892 | 1.9091
| 1069 | 12 | 2 | 8760 | 433 | 165 | 0.0187 | 0.15 | 0.913 | 3.3983 | 1.4892 | 1.9091
| 1070 | 12 | 2 | 8760 | 433 | 165 | 0.0187 | 0.15 | 0.913 | 3.3983 | 1.4892 | 1.9091
| 1071 | 12 | 2 | 8760 | 433 | 165 | 0.0187 | 0.15 | 0.913 | 3.3983 | 1.4892 | 1.9091
| 1072 | 12 | 2 | 8760 | 433 | 165 | 0.0187 | 0.15 | 0.913 | 3.3983 | 1.4892 | 1.9091
| 1073 | 12 | 2 | 8760 | 433 | 165 | 0.0187 | 0.15 | 0.913 | 3.3983 | 1.4892 | 1.9091
| 1074 | 12 | 2 | 8760 | 433 | 165 | 0.0187 | 0.15 | 0.913 | 3.3983 | 1.4892 | 1.9091
| 1075 | 12 | 2 | 8760 | 433 | 165 | 0.0187 | 0.15 | 0.913 | 3.3983 | 1.4892 | 1.9091
| 1076 | 12 | 2 | 8760 | 433 | 165 | 0.0187 | 0.15 | 0.913 | 3.3983 | 1.4892 | 1.9091
| 1077 | 12 | 2 | 8760 | 433 | 165 | 0.0187 | 0.15 | 0.913 | 3.3983 | 1.4892 | 1.9091
| 1078 | 12 | 2 | 8760 | 433 | 165 | 0.0187 | 0.15 | 0.913 | 3.3983 | 1.4892 | 1.9091
| 1079 | 12 | 2 | 8760 | 433 | 165 | 0.0187 | 0.15 | 0.913 | 3.3983 | 1.4892 | 1.9091
| 1080 | 12 | 2 | 8760 | 433 | 165 | 0.0187 | 0.15 | 0.913 | 3.3983 | 1.4892 | 1.9091
| 1081 | 12 | 2 | 8760 | 433 | 165 | 0.0187 | 0.15 | 0.913 | 3.3983 | 1.4892 | 1.9091
| 1082 | 12 | 2 | 8760 | 433 | 165 | 0.0187 | 0.15 | 0.913 | 3.3983 | 1.4892 | 1.9091
| 1083 | 12 | 2 | 8760 | 433 | 165 | 0.0187 | 0.15 | 0.913 | 3.3983 | 1.4892 | 1.9091
| 1084 | 12 | 2 | 8760 | 433 | 165 | 0.0187 | 0.15 | 0.913 | 3.3983 | 1.4892 | 1.9091
| 1085 | 12 | 2 | 8760 | 433 | 165 | 0.0187 | 0.15 | 0.913 | 3.3983 | 1.4892 | 1.9091
| 1086 | 12 | 2 | 8760 | 433 | 165 | 0.0187 | 0.15 | 0.913 | 3.3983 | 1.4892 | 1.9091
| 1087 | 12 | 2 | 8760 | 433 | 165 | 0.0187 | 0.15 | 0.913 | 3.3983 | 1.4892 | 1.9091
| 1088 | 12 | 2 | 8760 | 433 | 165 | 0.0187 | 0.15 | 0.913 | 3.3983 | 1.4892 | 1.9091
| 1089 | 12 | 2 | 8760 | 433 | 165 | 0.0187 | 0.15 | 0.913 | 3.3983 | 1.4892 | 1.9091
| 1090 | 12 | 2 | 8760 | 433 | 165 | 0.0187 | 0.15 | 0.913 | 3.3983 | 1.4892 | 1.9091
| 1091 | 12 | 2 | 8760 | 433 | 165 | 0.0187 | 0.15 | 0.913 | 3.3983 | 1.4892 | 1.9091
| 1092 | 12 | 2 | 8760 | 433 | 165 | 0.0187 | 0.15 | 0.913 | 3.3983 | 1.4892 | 1.9091
| 1093 | 12 | 2 | 8760 | 433 | 165 | 0.0187 | 0.15 | 0.913 | 3.3983 | 1.4892 | 1.9091
| 1094 | 12 | 2 | 8760 | 433 | 165 | 0.0187 | 0.15 | 0.913 | 3.3983 | 1.4892 | 1.9091
| 1095 | 12 | 2 | 8760 | 433 | 165 | 0.0187 | 0.15 | 0.913 | 3.3983 | 1.4892 | 1.9091
| 1096 | 12 | 2 | 8760 | 433 | 165 | 0.0187 | 0.15 | 0.913 | 3.3983 | 1.4892 | 1.9091
| 1097 | 12 | 2 | 8760 | 433 | 165 | 0.0187 | 0.15 | 0.913 | 3.3983 | 1.4892 | 1.9091
| 1098 | 12 | 2 | 8760 | 433 | 165 | 0.0187 | 0.15 | 0.913 | 3.3983 | 1.4892 | 1.9091
| 1099 | 12 | 2 | 8760 | 433 | 165 | 0.0187 | 0.15 | 0.913 | 3.3983 | 1.4892 | 1.9091
| 1100 | 12 | 2 | 8760 | 433 | 165 | 0.0187 | 0.15 | 0.913 | 3.3983 | 1.4892 | 1.9091
| 1101 | 12 | 2 | 8760 | 433 | 165 | 0.0187 | 0.15 | 0.913 | 3.3983 | 1.4892 | 1.9091
| 1102 | 12 | 2 | 8760 | 433 | 165 | 0.0187 | 0.15 | 0.913 | 3.3983 | 1.4892 | 1.9091
| 1103 | 12 | 2 | 8760 | 433 | 165 | 0.0187 | 0.15 | 0.913 | 3.3983 | 1.4892 | 1.9091
| 1104 | 12 | 2 | 8760 | 433 | 165 | 0.0187 | 0.15 | 0.913 | 3.3983 | 1.4892 | 1.9091
| 1105 | 12 | 2 | 8760 | 433 | 165 | 0.0187 | 0.15 | 0.913 | 3.3983 | 1.4892 | 1.9091
| 1106 | 12 | 2 | 8760 | 433 | 165 | 0.0187 | 0.15 | 0.913 | 3.3983 | 1.4892 | 1.9091
| 1107 | 12 | 2 | 8760 | 433 | 165 | 0.0187 | 0.15 | 0.913 | 3.3983 | 1.4892 | 1.9091
| 1108 | 12 | 2 | 8760 | 433 | 165 | 0.0187 | 0.15 | 0.913 | 3.3983 | 1.4892 | 1.9091
| 1109 | 12 | 2 | 8760 | 433 | 165 | 0.0187 | 0.15 | 0.913 | 3.3983 | 1.4892 | 1.9091
| 1110 | 12 | 2 | 8760 | 433 | 165 | 0.0187 | 0.15 | 0.913 | 3.3983 | 1.4892 | 1.9091
| 1111 | 12 | 2 | 8760 | 433 | 165 | 0.0187 | 0.15 | 0.913 | 3.3983 | 1.4892 | 1.9091
| 1112 | 12 | 2 | 8760 | 433 | 165 | 0.0187 | 0.15 | 0.913 | 3.3983 | 1.4892 | 1.9091
| 1113 | 12 | 2 | 8760 | 433 | 165 | 0.0187 | 0.15 | 0.913 | 3.3983 | 1.4892 | 1.9091
| 1114 | 13 | 2 | 8760 | 580 | 220 | 0.0187 | 0.15 | 0.913 | 4.552 | 1.9856 | 2.5664
| 1115 | 13 | 2 | 8760 | 580 | 220 | 0.0187 | 0.15 | 0.913 | 4.552 | 1.9856 | 2.5664
| 1116 | 13 | 2 | 8760 | 580 | 220 | 0.0187 | 0.15 | 0.913 | 4.552 | 1.9856 | 2.5664
| 1117 | 13 | 2 | 8760 | 580 | 220 | 0.0187 | 0.15 | 0.913 | 4.552 | 1.9856 | 2.5664
| 1118 | 13 | 2 | 8760 | 580 | 220 | 0.0187 | 0.15 | 0.913 | 4.552 | 1.9856 | 2.5664
| 1119 | 13 | 2 | 8760 | 580 | 220 | 0.0187 | 0.15 | 0.913 | 4.552 | 1.9856 | 2.5664
| 1120 | 13 | 2 | 8760 | 580 | 220 | 0.0187 | 0.15 | 0.913 | 4.552 | 1.9856 | 2.5664
| 1121 | 13 | 2 | 8760 | 580 | 220 | 0.0187 | 0.15 | 0.913 | 4.552 | 1.9856 | 2.5664
| 1122 | 13 | 2 | 8760 | 580 | 220 | 0.0187 | 0.15 | 0.913 | 4.552 | 1.9856 | 2.5664
| 1123 | 13 | 2 | 8760 | 580 | 220 | 0.0187 | 0.15 | 0.913 | 4.552 | 1.9856 | 2.5664
| 1124 | 13 | 2 | 8760 | 580 | 220 | 0.0187 | 0.15 | 0.913 | 4.552 | 1.9856 | 2.5664
| 1125 | 13 | 2 | 8760 | 580 | 220 | 0.0187 | 0.15 | 0.913 | 4.552 | 1.9856 | 2.5664
| 1126 | 13 | 2 | 8760 | 580 | 220 | 0.0187 | 0.15 | 0.913 | 4.552 | 1.9856 | 2.5664
| 1127 | 13 | 2 | 8760 | 580 | 220 | 0.0187 | 0.15 | 0.913 | 4.552 | 1.9856 | 2.5664
| 1128 | 13 | 2 | 8760 | 580 | 220 | 0.0187 | 0.15 | 0.913 | 4.552 | 1.9856 | 2.5664
| 1129 | 13 | 2 | 8760 | 580 | 220 | 0.0187 | 0.15 | 0.913 | 4.552 | 1.9856 | 2.5664
| 1130 | 13 | 2 | 8760 | 580 | 220 | 0.0187 | 0.15 | 0.913 | 4.552 | 1.9856 | 2.5664
| 1131 | 13 | 2 | 8760 | 580 | 220 | 0.0187 | 0.15 | 0.913 | 4.552 | 1.9856 | 2.5664
| 1132 | 13 | 2 | 8760 | 580 | 220 | 0.0187 | 0.15 | 0.913 | 4.552 | 1.9856 | 2.5664
| 1133 | 13 | 2 | 8760 | 580 | 220 | 0.0187 | 0.15 | 0.913 | 4.552 | 1.9856 | 2.5664
| 1134 | 13 | 2 | 8760 | 580 | 220 | 0.0187 | 0.15 | 0.913 | 4.552 | 1.9856 | 2.5664
| 1135 | 13 | 2 | 8760 | 580 | 220 | 0.0187 | 0.15 | 0.913 | 4.552 | 1.9856 | 2.5664
| 1136 | 13 | 2 | 8760 | 580 | 220 | 0.0187 | 0.15 | 0.913 | 4.552 | 1.9856 | 2.5664
| 1137 | 13 | 2 | 8760 | 580 | 220 | 0.0187 | 0.15 | 0.913 | 4.552 | 1.9856 | 2.5664
| 1138 | 13 | 2 | 8760 | 580 | 220 | 0.0187 | 0.15 | 0.913 | 4.552 | 1.9856 | 2.5664
| 1139 | 13 | 2 | 8760 | 580 | 220 | 0.0187 | 0.15 | 0.913 | 4.552 | 1.9856 | 2.5664
| 1140 | 13 | 2 | 8760 | 580 | 220 | 0.0187 | 0.15 | 0.913 | 4.552 | 1.9856 | 2.5664
| 1141 | 13 | 2 | 8760 | 580 | 220 | 0.0187 | 0.15 | 0.913 | 4.552 | 1.9856 | 2.5664
| 1142 | 13 | 2 | 8760 | 580 | 220 | 0.0187 | 0.15 | 0.913 | 4.552 | 1.9856 | 2.5664
| 1143 | 13 | 2 | 8760 | 580 | 220 | 0.0187 | 0.15 | 0.913 | 4.552 | 1.9856 | 2.5664
| 1144 | 13 | 2 | 8760 | 580 | 220 | 0.0187 | 0.15 | 0.913 | 4.552 | 1.9856 | 2.5664
| 1145 | 13 | 2 | 8760 | 580 | 220 | 0.0187 | 0.15 | 0.913 | 4.552 | 1.9856 | 2.5664
| 1146 | 13 | 2 | 8760 | 580 | 220 | 0.0187 | 0.15 | 0.913 | 4.552 | 1.9856 | 2.5664
| 1147 | 13 | 2 | 8760 | 580 | 220 | 0.0187 | 0.15 | 0.913 | 4.552 | 1.9856 | 2.5664
| 1148 | 13 | 2 | 8760 | 580 | 220 | 0.0187 | 0.15 | 0.913 | 4.552 | 1.9856 | 2.5664
| 1149 | 13 | 2 | 8760 | 580 | 220 | 0.0187 | 0.15 | 0.913 | 4.552 | 1.9856 | 2.5664
| 1150 | 13 | 2 | 8760 | 580 | 220 | 0.0187 | 0.15 | 0.913 | 4.552 | 1.9856 | 2.5664
| 1151 | 13 | 2 | 8760 | 580 | 220 | 0.0187 | 0.15 | 0.913 | 4.552 | 1.9856 | 2.5664
| 1152 | 13 | 2 | 8760 | 580 | 220 | 0.0187 | 0.15 | 0.913 | 4.552 | 1.9856 | 2.5664
| 1153 | 13 | 2 | 8760 | 580 | 220 | 0.0187 | 0.15 | 0.913 | 4.552 | 1.9856 | 2.5664
| 1154 | 13 | 2 | 8760 | 580 | 220 | 0.0187 | 0.15 | 0.913 | 4.552 | 1.9856 | 2.5664
| 1155 | 13 | 2 | 8760 | 580 | 220 | 0.0187 | 0.15 | 0.913 | 4.552 | 1.9856 | 2.5664
| 1156 | 13 | 2 | 8760 | 580 | 220 | 0.0187 | 0.15 | 0.913 | 4.552 | 1.9856 | 2.5664
| 1157 | 13 | 2 | 8760 | 580 | 220 | 0.0187 | 0.15 | 0.913 | 4.552 | 1.9856 | 2.5664
| 1158 | 13 | 2 | 8760 | 580 | 220 | 0.0187 | 0.15 | 0.913 | 4.552 | 1.9856 | 2.5664
| 1159 | 13 | 2 | 8760 | 580 | 220 | 0.0187 | 0.15 | 0.913 | 4.552 | 1.9856 | 2.5664
| 1160 | 13 | 2 | 8760 | 580 | 220 | 0.0187 | 0.15 | 0.913 | 4.552 | 1.9856 | 2.5664
| 1161 | 13 | 2 | 8760 | 580 | 220 | 0.0187 | 0.15 | 0.913 | 4.552 | 1.9856 | 2.5664
| 1162 | 14 | 2 | 8760 | 780 | 270 | 0.0187 | 0.15 | 0.913 | 6.1217 | 2.4369 | 3.6848
| 1163 | 14 | 2 | 8760 | 780 | 270 | 0.0187 | 0.15 | 0.913 | 6.1217 | 2.4369 | 3.6848
| 1164 | 14 | 2 | 8760 | 780 | 270 | 0.0187 | 0.15 | 0.913 | 6.1217 | 2.4369 | 3.6848
| 1165 | 14 | 2 | 8760 | 780 | 270 | 0.0187 | 0.15 | 0.913 | 6.1217 | 2.4369 | 3.6848
| 1166 | 14 | 2 | 8760 | 780 | 270 | 0.0187 | 0.15 | 0.913 | 6.1217 | 2.4369 | 3.6848
| 1167 | 14 | 2 | 8760 | 780 | 270 | 0.0187 | 0.15 | 0.913 | 6.1217 | 2.4369 | 3.6848
| 1168 | 14 | 2 | 8760 | 780 | 270 | 0.0187 | 0.15 | 0.913 | 6.1217 | 2.4369 | 3.6848
| 1169 | 14 | 2 | 8760 | 780 | 270 | 0.0187 | 0.15 | 0.913 | 6.1217 | 2.4369 | 3.6848
| 1170 | 14 | 2 | 8760 | 780 | 270 | 0.0187 | 0.15 | 0.913 | 6.1217 | 2.4369 | 3.6848
| 1171 | 14 | 2 | 8760 | 780 | 270 | 0.0187 | 0.15 | 0.913 | 6.1217 | 2.4369 | 3.6848
| 1172 | 14 | 2 | 8760 | 780 | 270 | 0.0187 | 0.15 | 0.913 | 6.1217 | 2.4369 | 3.6848
| 1173 | 14 | 2 | 8760 | 780 | 270 | 0.0187 | 0.15 | 0.913 | 6.1217 | 2.4369 | 3.6848
| 1174 | 14 | 2 | 8760 | 780 | 270 | 0.0187 | 0.15 | 0.913 | 6.1217 | 2.4369 | 3.6848
| 1175 | 14 | 2 | 8760 | 780 | 270 | 0.0187 | 0.15 | 0.913 | 6.1217 | 2.4369 | 3.6848
| 1176 | 14 | 2 | 8760 | 780 | 270 | 0.0187 | 0.15 | 0.913 | 6.1217 | 2.4369 | 3.6848
| 1177 | 14 | 2 | 8760 | 780 | 270 | 0.0187 | 0.15 | 0.913 | 6.1217 | 2.4369 | 3.6848
| 1178 | 14 | 2 | 8760 | 780 | 270 | 0.0187 | 0.15 | 0.913 | 6.1217 | 2.4369 | 3.6848
| 1179 | 14 | 2 | 8760 | 780 | 270 | 0.0187 | 0.15 | 0.913 | 6.1217 | 2.4369 | 3.6848
| 1180 | 17 | 2 | 8760 | 433 | 165 | 0.0187 | 0.15 | 0.913 | 3.3983 | 1.4892 | 1.9091
| 1181 | 17 | 2 | 8760 | 433 | 165 | 0.0187 | 0.15 | 0.913 | 3.3983 | 1.4892 | 1.9091
| 1182 | 17 | 2 | 8760 | 433 | 165 | 0.0187 | 0.15 | 0.913 | 3.3983 | 1.4892 | 1.9091
| 1183 | 17 | 2 | 8760 | 433 | 165 | 0.0187 | 0.15 | 0.913 | 3.3983 | 1.4892 | 1.9091
| 1184 | 17 | 2 | 8760 | 433 | 165 | 0.0187 | 0.15 | 0.913 | 3.3983 | 1.4892 | 1.9091
| 1185 | 17 | 2 | 8760 | 433 | 165 | 0.0187 | 0.15 | 0.913 | 3.3983 | 1.4892 | 1.9091
| 1186 | 17 | 2 | 8760 | 433 | 165 | 0.0187 | 0.15 | 0.913 | 3.3983 | 1.4892 | 1.9091
| 1187 | 17 | 2 | 8760 | 433 | 165 | 0.0187 | 0.15 | 0.913 | 3.3983 | 1.4892 | 1.9091
| 1188 | 17 | 2 | 8760 | 433 | 165 | 0.0187 | 0.15 | 0.913 | 3.3983 | 1.4892 | 1.9091
| 1189 | 17 | 2 | 8760 | 433 | 165 | 0.0187 | 0.15 | 0.913 | 3.3983 | 1.4892 | 1.9091
| 1190 | 17 | 2 | 8760 | 433 | 165 | 0.0187 | 0.15 | 0.913 | 3.3983 | 1.4892 | 1.9091
| 1191 | 17 | 2 | 8760 | 433 | 165 | 0.0187 | 0.15 | 0.913 | 3.3983 | 1.4892 | 1.9091
| 1192 | 17 | 2 | 8760 | 433 | 165 | 0.0187 | 0.15 | 0.913 | 3.3983 | 1.4892 | 1.9091
| 1193 | 17 | 2 | 8760 | 433 | 165 | 0.0187 | 0.15 | 0.913 | 3.3983 | 1.4892 | 1.9091
| 1194 | 17 | 2 | 8760 | 433 | 165 | 0.0187 | 0.15 | 0.913 | 3.3983 | 1.4892 | 1.9091
| 1195 | 17 | 2 | 8760 | 433 | 165 | 0.0187 | 0.15 | 0.913 | 3.3983 | 1.4892 | 1.9091
| 1196 | 17 | 2 | 8760 | 433 | 165 | 0.0187 | 0.15 | 0.913 | 3.3983 | 1.4892 | 1.9091
| 1197 | 18 | 2 | 8760 | 580 | 220 | 0.0187 | 0.15 | 0.913 | 4.552 | 1.9856 | 2.5664
| 1198 | 18 | 2 | 8760 | 580 | 220 | 0.0187 | 0.15 | 0.913 | 4.552 | 1.9856 | 2.5664
| 1199 | 18 | 2 | 8760 | 580 | 220 | 0.0187 | 0.15 | 0.913 | 4.552 | 1.9856 | 2.5664
| 1200 | 18 | 2 | 8760 | 580 | 220 | 0.0187 | 0.15 | 0.913 | 4.552 | 1.9856 | 2.5664
| 1201 | 18 | 2 | 8760 | 580 | 220 | 0.0187 | 0.15 | 0.913 | 4.552 | 1.9856 | 2.5664
| 1202 | 10 | 2 | 8760 | 340 | 125 | 0.0187 | 0.15 | 0.913 | 2.6684 | 1.1282 | 1.5402
| 1203 | 10 | 2 | 8760 | 340 | 125 | 0.0187 | 0.15 | 0.913 | 2.6684 | 1.1282 | 1.5402
| 1204 | 10 | 2 | 8760 | 340 | 125 | 0.0187 | 0.15 | 0.913 | 2.6684 | 1.1282 | 1.5402
| 1205 | 10 | 2 | 8760 | 340 | 125 | 0.0187 | 0.15 | 0.913 | 2.6684 | 1.1282 | 1.5402
| 1206 | 10 | 2 | 8760 | 340 | 125 | 0.0187 | 0.15 | 0.913 | 2.6684 | 1.1282 | 1.5402
| 1207 | 10 | 2 | 8760 | 340 | 125 | 0.0187 | 0.15 | 0.913 | 2.6684 | 1.1282 | 1.5402
| 1208 | 10 | 2 | 8760 | 340 | 125 | 0.0187 | 0.15 | 0.913 | 2.6684 | 1.1282 | 1.5402
| 1209 | 10 | 2 | 8760 | 340 | 125 | 0.0187 | 0.15 | 0.913 | 2.6684 | 1.1282 | 1.5402
| 1210 | 10 | 2 | 8760 | 340 | 125 | 0.0187 | 0.15 | 0.913 | 2.6684 | 1.1282 | 1.5402
| 1211 | 10 | 2 | 8760 | 340 | 125 | 0.0187 | 0.15 | 0.913 | 2.6684 | 1.1282 | 1.5402
| 1212 | 10 | 2 | 8760 | 340 | 125 | 0.0187 | 0.15 | 0.913 | 2.6684 | 1.1282 | 1.5402
| 1213 | 10 | 2 | 8760 | 340 | 125 | 0.0187 | 0.15 | 0.913 | 2.6684 | 1.1282 | 1.5402
| 1214 | 10 | 2 | 8760 | 340 | 125 | 0.0187 | 0.15 | 0.913 | 2.6684 | 1.1282 | 1.5402
| 1215 | 10 | 2 | 8760 | 340 | 125 | 0.0187 | 0.15 | 0.913 | 2.6684 | 1.1282 | 1.5402
| 1216 | 10 | 2 | 8760 | 340 | 125 | 0.0187 | 0.15 | 0.913 | 2.6684 | 1.1282 | 1.5402
| 1217 | 10 | 2 | 8760 | 340 | 125 | 0.0187 | 0.15 | 0.913 | 2.6684 | 1.1282 | 1.5402
| 1218 | 10 | 2 | 8760 | 340 | 125 | 0.0187 | 0.15 | 0.913 | 2.6684 | 1.1282 | 1.5402
| 1219 | 10 | 2 | 8760 | 340 | 125 | 0.0187 | 0.15 | 0.913 | 2.6684 | 1.1282 | 1.5402
| 1220 | 10 | 2 | 8760 | 340 | 125 | 0.0187 | 0.15 | 0.913 | 2.6684 | 1.1282 | 1.5402
| 1221 | 10 | 2 | 8760 | 340 | 125 | 0.0187 | 0.15 | 0.913 | 2.6684 | 1.1282 | 1.5402
| 1222 | 10 | 2 | 8760 | 340 | 125 | 0.0187 | 0.15 | 0.913 | 2.6684 | 1.1282 | 1.5402
| 1223 | 10 | 2 | 8760 | 340 | 125 | 0.0187 | 0.15 | 0.913 | 2.6684 | 1.1282 | 1.5402
| 1224 | 10 | 2 | 8760 | 340 | 125 | 0.0187 | 0.15 | 0.913 | 2.6684 | 1.1282 | 1.5402
| 1225 | 10 | 2 | 8760 | 340 | 125 | 0.0187 | 0.15 | 0.913 | 2.6684 | 1.1282 | 1.5402
| 1226 | 10 | 2 | 8760 | 340 | 125 | 0.0187 | 0.15 | 0.913 | 2.6684 | 1.1282 | 1.5402
| 1227 | 10 | 2 | 8760 | 340 | 125 | 0.0187 | 0.15 | 0.913 | 2.6684 | 1.1282 | 1.5402
| 1228 | 10 | 2 | 8760 | 340 | 125 | 0.0187 | 0.15 | 0.913 | 2.6684 | 1.1282 | 1.5402
| 1229 | 10 | 2 | 8760 | 340 | 125 | 0.0187 | 0.15 | 0.913 | 2.6684 | 1.1282 | 1.5402
| 1230 | 10 | 2 | 8760 | 340 | 125 | 0.0187 | 0.15 | 0.913 | 2.6684 | 1.1282 | 1.5402
| 1231 | 10 | 2 | 8760 | 340 | 125 | 0.0187 | 0.15 | 0.913 | 2.6684 | 1.1282 | 1.5402
| 1232 | 10 | 2 | 8760 | 340 | 125 | 0.0187 | 0.15 | 0.913 | 2.6684 | 1.1282 | 1.5402
| 1233 | 10 | 2 | 8760 | 340 | 125 | 0.0187 | 0.15 | 0.913 | 2.6684 | 1.1282 | 1.5402
| 1234 | 10 | 2 | 8760 | 340 | 125 | 0.0187 | 0.15 | 0.913 | 2.6684 | 1.1282 | 1.5402
| 1235 | 10 | 2 | 8760 | 340 | 125 | 0.0187 | 0.15 | 0.913 | 2.6684 | 1.1282 | 1.5402
| 1236 | 10 | 2 | 8760 | 340 | 125 | 0.0187 | 0.15 | 0.913 | 2.6684 | 1.1282 | 1.5402
| 1237 | 10 | 2 | 8760 | 340 | 125 | 0.0187 | 0.15 | 0.913 | 2.6684 | 1.1282 | 1.5402
| 1238 | 10 | 2 | 8760 | 340 | 125 | 0.0187 | 0.15 | 0.913 | 2.6684 | 1.1282 | 1.5402
| 1239 | 10 | 2 | 8760 | 340 | 125 | 0.0187 | 0.15 | 0.913 | 2.6684 | 1.1282 | 1.5402
| 1240 | 10 | 2 | 8760 | 340 | 125 | 0.0187 | 0.15 | 0.913 | 2.6684 | 1.1282 | 1.5402
| 1241 | 10 | 2 | 8760 | 340 | 125 | 0.0187 | 0.15 | 0.913 | 2.6684 | 1.1282 | 1.5402
| 1242 | 10 | 2 | 8760 | 340 | 125 | 0.0187 | 0.15 | 0.913 | 2.6684 | 1.1282 | 1.5402
| 1243 | 10 | 2 | 8760 | 340 | 125 | 0.0187 | 0.15 | 0.913 | 2.6684 | 1.1282 | 1.5402
| 1244 | 10 | 2 | 8760 | 340 | 125 | 0.0187 | 0.15 | 0.913 | 2.6684 | 1.1282 | 1.5402
| 1245 | 10 | 2 | 8760 | 340 | 125 | 0.0187 | 0.15 | 0.913 | 2.6684 | 1.1282 | 1.5402
| 1246 | 10 | 2 | 8760 | 340 | 125 | 0.0187 | 0.15 | 0.913 | 2.6684 | 1.1282 | 1.5402
| 1247 | 10 | 2 | 8760 | 340 | 125 | 0.0187 | 0.15 | 0.913 | 2.6684 | 1.1282 | 1.5402
| 1248 | 10 | 2 | 8760 | 340 | 125 | 0.0187 | 0.15 | 0.913 | 2.6684 | 1.1282 | 1.5402
| 1249 | 10 | 2 | 8760 | 340 | 125 | 0.0187 | 0.15 | 0.913 | 2.6684 | 1.1282 | 1.5402
| 1250 | 10 | 2 | 8760 | 340 | 125 | 0.0187 | 0.15 | 0.913 | 2.6684 | 1.1282 | 1.5402
| 1251 | 10 | 2 | 8760 | 340 | 125 | 0.0187 | 0.15 | 0.913 | 2.6684 | 1.1282 | 1.5402
| 1252 | 10 | 2 | 8760 | 340 | 125 | 0.0187 | 0.15 | 0.913 | 2.6684 | 1.1282 | 1.5402
| 1253 | 10 | 2 | 8760 | 340 | 125 | 0.0187 | 0.15 | 0.913 | 2.6684 | 1.1282 | 1.5402
| 1254 | 10 | 2 | 8760 | 340 | 125 | 0.0187 | 0.15 | 0.913 | 2.6684 | 1.1282 | 1.5402
| 1255 | 10 | 2 | 8760 | 340 | 125 | 0.0187 | 0.15 | 0.913 | 2.6684 | 1.1282 | 1.5402
| 1256 | 10 | 2 | 8760 | 340 | 125 | 0.0187 | 0.15 | 0.913 | 2.6684 | 1.1282 | 1.5402
| 1257 | 10 | 2 | 8760 | 340 | 125 | 0.0187 | 0.15 | 0.913 | 2.6684 | 1.1282 | 1.5402
| 1258 | 10 | 2 | 8760 | 340 | 125 | 0.0187 | 0.15 | 0.913 | 2.6684 | 1.1282 | 1.5402
| 1259 | 10 | 2 | 8760 | 340 | 125 | 0.0187 | 0.15 | 0.913 | 2.6684 | 1.1282 | 1.5402
| 1260 | 10 | 2 | 8760 | 340 | 125 | 0.0187 | 0.15 | 0.913 | 2.6684 | 1.1282 | 1.5402
| 1261 | 10 | 2 | 8760 | 340 | 125 | 0.0187 | 0.15 | 0.913 | 2.6684 | 1.1282 | 1.5402
| 1262 | 10 | 2 | 8760 | 340 | 125 | 0.0187 | 0.15 | 0.913 | 2.6684 | 1.1282 | 1.5402
| 1263 | 10 | 2 | 8760 | 340 | 125 | 0.0187 | 0.15 | 0.913 | 2.6684 | 1.1282 | 1.5402
| 1264 | 10 | 2 | 8760 | 340 | 125 | 0.0187 | 0.15 | 0.913 | 2.6684 | 1.1282 | 1.5402
| 1265 | 10 | 2 | 8760 | 340 | 125 | 0.0187 | 0.15 | 0.913 | 2.6684 | 1.1282 | 1.5402
| 1266 | 10 | 2 | 8760 | 340 | 125 | 0.0187 | 0.15 | 0.913 | 2.6684 | 1.1282 | 1.5402
| 1267 | 10 | 2 | 8760 | 340 | 125 | 0.0187 | 0.15 | 0.913 | 2.6684 | 1.1282 | 1.5402
| 1268 | 10 | 2 | 8760 | 340 | 125 | 0.0187 | 0.15 | 0.913 | 2.6684 | 1.1282 | 1.5402
| 1269 | 10 | 2 | 8760 | 340 | 125 | 0.0187 | 0.15 | 0.913 | 2.6684 | 1.1282 | 1.5402
| 1270 | 10 | 2 | 8760 | 340 | 125 | 0.0187 | 0.15 | 0.913 | 2.6684 | 1.1282 | 1.5402
| 1271 | 10 | 2 | 8760 | 340 | 125 | 0.0187 | 0.15 | 0.913 | 2.6684 | 1.1282 | 1.5402
| 1272 | 10 | 2 | 8760 | 340 | 125 | 0.0187 | 0.15 | 0.913 | 2.6684 | 1.1282 | 1.5402
| 1273 | 10 | 2 | 8760 | 340 | 125 | 0.0187 | 0.15 | 0.913 | 2.6684 | 1.1282 | 1.5402
| 1274 | 10 | 2 | 8760 | 340 | 125 | 0.0187 | 0.15 | 0.913 | 2.6684 | 1.1282 | 1.5402
| 1275 | 10 | 2 | 8760 | 340 | 125 | 0.0187 | 0.15 | 0.913 | 2.6684 | 1.1282 | 1.5402
| 1276 | 10 | 2 | 8760 | 340 | 125 | 0.0187 | 0.15 | 0.913 | 2.6684 | 1.1282 | 1.5402
| 1277 | 10 | 2 | 8760 | 340 | 125 | 0.0187 | 0.15 | 0.913 | 2.6684 | 1.1282 | 1.5402
| 1278 | 10 | 2 | 8760 | 340 | 125 | 0.0187 | 0.15 | 0.913 | 2.6684 | 1.1282 | 1.5402
| 1279 | 10 | 2 | 8760 | 340 | 125 | 0.0187 | 0.15 | 0.913 | 2.6684 | 1.1282 | 1.5402
| 1280 | 10 | 2 | 8760 | 340 | 125 | 0.0187 | 0.15 | 0.913 | 2.6684 | 1.1282 | 1.5402
| 1281 | 10 | 2 | 8760 | 340 | 125 | 0.0187 | 0.15 | 0.913 | 2.6684 | 1.1282 | 1.5402
| 1282 | 10 | 2 | 8760 | 340 | 125 | 0.0187 | 0.15 | 0.913 | 2.6684 | 1.1282 | 1.5402
| 1283 | 10 | 2 | 8760 | 340 | 125 | 0.0187 | 0.15 | 0.913 | 2.6684 | 1.1282 | 1.5402
| 1284 | 10 | 2 | 8760 | 340 | 125 | 0.0187 | 0.15 | 0.913 | 2.6684 | 1.1282 | 1.5402
| 1285 | 10 | 2 | 8760 | 340 | 125 | 0.0187 | 0.15 | 0.913 | 2.6684 | 1.1282 | 1.5402
| 1286 | 10 | 2 | 8760 | 340 | 125 | 0.0187 | 0.15 | 0.913 | 2.6684 | 1.1282 | 1.5402
| 1287 | 10 | 2 | 8760 | 340 | 125 | 0.0187 | 0.15 | 0.913 | 2.6684 | 1.1282 | 1.5402
| 1288 | 10 | 2 | 8760 | 340 | 125 | 0.0187 | 0.15 | 0.913 | 2.6684 | 1.1282 | 1.5402
| 1289 | 10 | 2 | 8760 | 340 | 125 | 0.0187 | 0.15 | 0.913 | 2.6684 | 1.1282 | 1.5402
| 1290 | 10 | 2 | 8760 | 340 | 125 | 0.0187 | 0.15 | 0.913 | 2.6684 | 1.1282 | 1.5402
| 1291 | 10 | 2 | 8760 | 340 | 125 | 0.0187 | 0.15 | 0.913 | 2.6684 | 1.1282 | 1.5402
| 1292 | 10 | 2 | 8760 | 340 | 125 | 0.0187 | 0.15 | 0.913 | 2.6684 | 1.1282 | 1.5402
| 1293 | 10 | 2 | 8760 | 340 | 125 | 0.0187 | 0.15 | 0.913 | 2.6684 | 1.1282 | 1.5402
| 1294 | 10 | 2 | 8760 | 340 | 125 | 0.0187 | 0.15 | 0.913 | 2.6684 | 1.1282 | 1.5402
| 1295 | 10 | 2 | 8760 | 340 | 125 | 0.0187 | 0.15 | 0.913 | 2.6684 | 1.1282 | 1.5402
| 1296 | 10 | 2 | 8760 | 340 | 125 | 0.0187 | 0.15 | 0.913 | 2.6684 | 1.1282 | 1.5402
| 1297 | 10 | 2 | 8760 | 340 | 125 | 0.0187 | 0.15 | 0.913 | 2.6684 | 1.1282 | 1.5402
| 1298 | 10 | 2 | 8760 | 340 | 125 | 0.0187 | 0.15 | 0.913 | 2.6684 | 1.1282 | 1.5402
| 1299 | 10 | 2 | 8760 | 340 | 125 | 0.0187 | 0.15 | 0.913 | 2.6684 | 1.1282 | 1.5402
| 1300 | 10 | 2 | 8760 | 340 | 125 | 0.0187 | 0.15 | 0.913 | 2.6684 | 1.1282 | 1.5402
| 1301 | 10 | 2 | 8760 | 340 | 125 | 0.0187 | 0.15 | 0.913 | 2.6684 | 1.1282 | 1.5402
| 1302 | 10 | 2 | 8760 | 340 | 125 | 0.0187 | 0.15 | 0.913 | 2.6684 | 1.1282 | 1.5402
| 1303 | 10 | 2 | 8760 | 340 | 125 | 0.0187 | 0.15 | 0.913 | 2.6684 | 1.1282 | 1.5402
| 1304 | 10 | 2 | 8760 | 340 | 125 | 0.0187 | 0.15 | 0.913 | 2.6684 | 1.1282 | 1.5402
| 1305 | 10 | 2 | 8760 | 340 | 125 | 0.0187 | 0.15 | 0.913 | 2.6684 | 1.1282 | 1.5402
| 1306 | 10 | 2 | 8760 | 340 | 125 | 0.0187 | 0.15 | 0.913 | 2.6684 | 1.1282 | 1.5402
| 1307 | 10 | 2 | 8760 | 340 | 125 | 0.0187 | 0.15 | 0.913 | 2.6684 | 1.1282 | 1.5402
| 1308 | 10 | 2 | 8760 | 340 | 125 | 0.0187 | 0.15 | 0.913 | 2.6684 | 1.1282 | 1.5402
| 1309 | 10 | 2 | 8760 | 340 | 125 | 0.0187 | 0.15 | 0.913 | 2.6684 | 1.1282 | 1.5402
| 1310 | 10 | 2 | 8760 | 340 | 125 | 0.0187 | 0.15 | 0.913 | 2.6684 | 1.1282 | 1.5402
| 1311 | 10 | 2 | 8760 | 340 | 125 | 0.0187 | 0.15 | 0.913 | 2.6684 | 1.1282 | 1.5402
| 1312 | 10 | 2 | 8760 | 340 | 125 | 0.0187 | 0.15 | 0.913 | 2.6684 | 1.1282 | 1.5402
| 1313 | 10 | 2 | 8760 | 340 | 125 | 0.0187 | 0.15 | 0.913 | 2.6684 | 1.1282 | 1.5402
| 1314 | 10 | 2 | 8760 | 340 | 125 | 0.0187 | 0.15 | 0.913 | 2.6684 | 1.1282 | 1.5402
| 1315 | 10 | 2 | 8760 | 340 | 125 | 0.0187 | 0.15 | 0.913 | 2.6684 | 1.1282 | 1.5402
| 1316 | 10 | 2 | 8760 | 340 | 125 | 0.0187 | 0.15 | 0.913 | 2.6684 | 1.1282 | 1.5402
| 1317 | 10 | 2 | 8760 | 340 | 125 | 0.0187 | 0.15 | 0.913 | 2.6684 | 1.1282 | 1.5402
| 1318 | 10 | 2 | 8760 | 340 | 125 | 0.0187 | 0.15 | 0.913 | 2.6684 | 1.1282 | 1.5402
| 1319 | 10 | 2 | 8760 | 340 | 125 | 0.0187 | 0.15 | 0.913 | 2.6684 | 1.1282 | 1.5402
| 1320 | 10 | 2 | 8760 | 340 | 125 | 0.0187 | 0.15 | 0.913 | 2.6684 | 1.1282 | 1.5402
| 1321 | 10 | 2 | 8760 | 340 | 125 | 0.0187 | 0.15 | 0.913 | 2.6684 | 1.1282 | 1.5402
| 1322 | 10 | 2 | 8760 | 340 | 125 | 0.0187 | 0.15 | 0.913 | 2.6684 | 1.1282 | 1.5402
| 1323 | 10 | 2 | 8760 | 340 | 125 | 0.0187 | 0.15 | 0.913 | 2.6684 | 1.1282 | 1.5402
| 1324 | 10 | 2 | 8760 | 340 | 125 | 0.0187 | 0.15 | 0.913 | 2.6684 | 1.1282 | 1.5402
| 1325 | 10 | 2 | 8760 | 340 | 125 | 0.0187 | 0.15 | 0.913 | 2.6684 | 1.1282 | 1.5402
| 1326 | 10 | 2 | 8760 | 340 | 125 | 0.0187 | 0.15 | 0.913 | 2.6684 | 1.1282 | 1.5402
| 1327 | 10 | 2 | 8760 | 340 | 125 | 0.0187 | 0.15 | 0.913 | 2.6684 | 1.1282 | 1.5402
| 1328 | 10 | 2 | 8760 | 340 | 125 | 0.0187 | 0.15 | 0.913 | 2.6684 | 1.1282 | 1.5402
| 1329 | 10 | 2 | 8760 | 340 | 125 | 0.0187 | 0.15 | 0.913 | 2.6684 | 1.1282 | 1.5402
| 1330 | 10 | 2 | 8760 | 340 | 125 | 0.0187 | 0.15 | 0.913 | 2.6684 | 1.1282 | 1.5402
| 1331 | 10 | 2 | 8760 | 340 | 125 | 0.0187 | 0.15 | 0.913 | 2.6684 | 1.1282 | 1.5402
| 1332 | 10 | 2 | 8760 | 340 | 125 | 0.0187 | 0.15 | 0.913 | 2.6684 | 1.1282 | 1.5402
| 1333 | 10 | 2 | 8760 | 340 | 125 | 0.0187 | 0.15 | 0.913 | 2.6684 | 1.1282 | 1.5402
| 1334 | 10 | 2 | 8760 | 340 | 125 | 0.0187 | 0.15 | 0.913 | 2.6684 | 1.1282 | 1.5402
| 1335 | 10 | 2 | 8760 | 340 | 125 | 0.0187 | 0.15 | 0.913 | 2.6684 | 1.1282 | 1.5402
| 1336 | 10 | 2 | 8760 | 340 | 125 | 0.0187 | 0.15 | 0.913 | 2.6684 | 1.1282 | 1.5402
| 1337 | 10 | 2 | 8760 | 340 | 125 | 0.0187 | 0.15 | 0.913 | 2.6684 | 1.1282 | 1.5402
| 1338 | 10 | 2 | 8760 | 340 | 125 | 0.0187 | 0.15 | 0.913 | 2.6684 | 1.1282 | 1.5402
| 1339 | 10 | 2 | 8760 | 340 | 125 | 0.0187 | 0.15 | 0.913 | 2.6684 | 1.1282 | 1.5402
| 1340 | 10 | 2 | 8760 | 340 | 125 | 0.0187 | 0.15 | 0.913 | 2.6684 | 1.1282 | 1.5402
| 1341 | 10 | 2 | 8760 | 340 | 125 | 0.0187 | 0.15 | 0.913 | 2.6684 | 1.1282 | 1.5402
| 1342 | 10 | 2 | 8760 | 340 | 125 | 0.0187 | 0.15 | 0.913 | 2.6684 | 1.1282 | 1.5402
| 1343 | 13 | 2 | 8760 | 580 | 220 | 0.0187 | 0.15 | 0.913 | 4.552 | 1.9856 | 2.5664
| 1344 | 13 | 2 | 8760 | 580 | 220 | 0.0187 | 0.15 | 0.913 | 4.552 | 1.9856 | 2.5664
| 1345 | 13 | 2 | 8760 | 580 | 220 | 0.0187 | 0.15 | 0.913 | 4.552 | 1.9856 | 2.5664
| 1346 | 13 | 2 | 8760 | 580 | 220 | 0.0187 | 0.15 | 0.913 | 4.552 | 1.9856 | 2.5664
| 1347 | 13 | 2 | 8760 | 580 | 220 | 0.0187 | 0.15 | 0.913 | 4.552 | 1.9856 | 2.5664
| 1348 | 13 | 2 | 8760 | 580 | 220 | 0.0187 | 0.15 | 0.913 | 4.552 | 1.9856 | 2.5664
| 1349 | 13 | 2 | 8760 | 580 | 220 | 0.0187 | 0.15 | 0.913 | 4.552 | 1.9856 | 2.5664
| 1350 | 13 | 2 | 8760 | 580 | 220 | 0.0187 | 0.15 | 0.913 | 4.552 | 1.9856 | 2.5664
| 1351 | 13 | 2 | 8760 | 580 | 220 | 0.0187 | 0.15 | 0.913 | 4.552 | 1.9856 | 2.5664
| 1352 | 13 | 2 | 8760 | 580 | 220 | 0.0187 | 0.15 | 0.913 | 4.552 | 1.9856 | 2.5664
| 1353 | 13 | 2 | 8760 | 580 | 220 | 0.0187 | 0.15 | 0.913 | 4.552 | 1.9856 | 2.5664
| 1354 | 13 | 2 | 8760 | 580 | 220 | 0.0187 | 0.15 | 0.913 | 4.552 | 1.9856 | 2.5664
| 1355 | 13 | 2 | 8760 | 580 | 220 | 0.0187 | 0.15 | 0.913 | 4.552 | 1.9856 | 2.5664
| 1356 | 13 | 2 | 8760 | 580 | 220 | 0.0187 | 0.15 | 0.913 | 4.552 | 1.9856 | 2.5664
| 1357 | 13 | 2 | 8760 | 580 | 220 | 0.0187 | 0.15 | 0.913 | 4.552 | 1.9856 | 2.5664
| 1358 | 13 | 2 | 8760 | 580 | 220 | 0.0187 | 0.15 | 0.913 | 4.552 | 1.9856 | 2.5664
| 1359 | 13 | 2 | 8760 | 580 | 220 | 0.0187 | 0.15 | 0.913 | 4.552 | 1.9856 | 2.5664
| 1360 | 14 | 2 | 8760 | 780 | 270 | 0.0187 | 0.15 | 0.913 | 6.1217 | 2.4369 | 3.6848
| 1361 | 14 | 2 | 8760 | 780 | 270 | 0.0187 | 0.15 | 0.913 | 6.1217 | 2.4369 | 3.6848
| 1362 | 14 | 2 | 8760 | 780 | 270 | 0.0187 | 0.15 | 0.913 | 6.1217 | 2.4369 | 3.6848
| 1363 | 14 | 2 | 8760 | 780 | 270 | 0.0187 | 0.15 | 0.913 | 6.1217 | 2.4369 | 3.6848
| 1364 | 14 | 2 | 8760 | 780 | 270 | 0.0187 | 0.15 | 0.913 | 6.1217 | 2.4369 | 3.6848
| 1365 | 14 | 2 | 8760 | 780 | 270 | 0.0187 | 0.15 | 0.913 | 6.1217 | 2.4369 | 3.6848
| 1366 | 14 | 2 | 8760 | 780 | 270 | 0.0187 | 0.15 | 0.913 | 6.1217 | 2.4369 | 3.6848
| 1367 | 14 | 2 | 8760 | 780 | 270 | 0.0187 | 0.15 | 0.913 | 6.1217 | 2.4369 | 3.6848
| 1368 | 14 | 2 | 8760 | 780 | 270 | 0.0187 | 0.15 | 0.913 | 6.1217 | 2.4369 | 3.6848
| 1369 | 14 | 2 | 8760 | 780 | 270 | 0.0187 | 0.15 | 0.913 | 6.1217 | 2.4369 | 3.6848
| 1370 | 14 | 2 | 8760 | 780 | 270 | 0.0187 | 0.15 | 0.913 | 6.1217 | 2.4369 | 3.6848
| 1371 | 14 | 2 | 8760 | 780 | 270 | 0.0187 | 0.15 | 0.913 | 6.1217 | 2.4369 | 3.6848
| 1372 | 14 | 2 | 8760 | 780 | 270 | 0.0187 | 0.15 | 0.913 | 6.1217 | 2.4369 | 3.6848
| 1373 | 14 | 2 | 8760 | 780 | 270 | 0.0187 | 0.15 | 0.913 | 6.1217 | 2.4369 | 3.6848
| 1374 | 14 | 2 | 8760 | 780 | 270 | 0.0187 | 0.15 | 0.913 | 6.1217 | 2.4369 | 3.6848
| 1375 | 14 | 2 | 8760 | 780 | 270 | 0.0187 | 0.15 | 0.913 | 6.1217 | 2.4369 | 3.6848
| 1376 | 14 | 2 | 8760 | 780 | 270 | 0.0187 | 0.15 | 0.913 | 6.1217 | 2.4369 | 3.6848
| 1377 | 14 | 2 | 8760 | 780 | 270 | 0.0187 | 0.15 | 0.913 | 6.1217 | 2.4369 | 3.6848
| 1378 | 14 | 2 | 8760 | 780 | 270 | 0.0187 | 0.15 | 0.913 | 6.1217 | 2.4369 | 3.6848
| 1379 | 14 | 2 | 8760 | 780 | 270 | 0.0187 | 0.15 | 0.913 | 6.1217 | 2.4369 | 3.6848
| 1380 | 14 | 2 | 8760 | 780 | 270 | 0.0187 | 0.15 | 0.913 | 6.1217 | 2.4369 | 3.6848
| 1381 | 14 | 2 | 8760 | 780 | 270 | 0.0187 | 0.15 | 0.913 | 6.1217 | 2.4369 | 3.6848
| 1382 | 14 | 2 | 8760 | 780 | 270 | 0.0187 | 0.15 | 0.913 | 6.1217 | 2.4369 | 3.6848
| 1383 | 14 | 2 | 8760 | 780 | 270 | 0.0187 | 0.15 | 0.913 | 6.1217 | 2.4369 | 3.6848
| 1384 | 14 | 2 | 8760 | 780 | 270 | 0.0187 | 0.15 | 0.913 | 6.1217 | 2.4369 | 3.6848
| 1385 | 14 | 2 | 8760 | 780 | 270 | 0.0187 | 0.15 | 0.913 | 6.1217 | 2.4369 | 3.6848
| 1386 | 14 | 2 | 8760 | 780 | 270 | 0.0187 | 0.15 | 0.913 | 6.1217 | 2.4369 | 3.6848
| 1387 | 14 | 2 | 8760 | 780 | 270 | 0.0187 | 0.15 | 0.913 | 6.1217 | 2.4369 | 3.6848
| 1388 | 14 | 2 | 8760 | 780 | 270 | 0.0187 | 0.15 | 0.913 | 6.1217 | 2.4369 | 3.6848
| 1389 | 14 | 2 | 8760 | 780 | 270 | 0.0187 | 0.15 | 0.913 | 6.1217 | 2.4369 | 3.6848
| 1390 | 14 | 2 | 8760 | 780 | 270 | 0.0187 | 0.15 | 0.913 | 6.1217 | 2.4369 | 3.6848
| 1391 | 14 | 2 | 8760 | 780 | 270 | 0.0187 | 0.15 | 0.913 | 6.1217 | 2.4369 | 3.6848
| 1392 | 14 | 2 | 8760 | 780 | 270 | 0.0187 | 0.15 | 0.913 | 6.1217 | 2.4369 | 3.6848
| 1393 | 14 | 2 | 8760 | 780 | 270 | 0.0187 | 0.15 | 0.913 | 6.1217 | 2.4369 | 3.6848
| 1394 | 14 | 2 | 8760 | 780 | 270 | 0.0187 | 0.15 | 0.913 | 6.1217 | 2.4369 | 3.6848
| 1395 | 14 | 2 | 8760 | 780 | 270 | 0.0187 | 0.15 | 0.913 | 6.1217 | 2.4369 | 3.6848
| 1396 | 14 | 2 | 8760 | 780 | 270 | 0.0187 | 0.15 | 0.913 | 6.1217 | 2.4369 | 3.6848
| 1397 | 14 | 2 | 8760 | 780 | 270 | 0.0187 | 0.15 | 0.913 | 6.1217 | 2.4369 | 3.6848
| 1398 | 10 | 2 | 8760 | 340 | 125 | 0.0187 | 0.15 | 0.913 | 2.6684 | 1.1282 | 1.5402
| 1399 | 10 | 2 | 8760 | 340 | 125 | 0.0187 | 0.15 | 0.913 | 2.6684 | 1.1282 | 1.5402
| 1400 | 19 | 2 | 8760 | 433 | 165 | 0.0187 | 0.15 | 0.913 | 3.3983 | 1.4892 | 1.9091
| 1401 | 19 | 2 | 8760 | 433 | 165 | 0.0187 | 0.15 | 0.913 | 3.3983 | 1.4892 | 1.9091
| 1402 | 19 | 2 | 8760 | 433 | 165 | 0.0187 | 0.15 | 0.913 | 3.3983 | 1.4892 | 1.9091
| 1403 | 19 | 2 | 8760 | 433 | 165 | 0.0187 | 0.15 | 0.913 | 3.3983 | 1.4892 | 1.9091
| 1404 | 19 | 2 | 8760 | 433 | 165 | 0.0187 | 0.15 | 0.913 | 3.3983 | 1.4892 | 1.9091
| 1405 | 19 | 2 | 8760 | 433 | 165 | 0.0187 | 0.15 | 0.913 | 3.3983 | 1.4892 | 1.9091
| 1406 | 19 | 2 | 8760 | 433 | 165 | 0.0187 | 0.15 | 0.913 | 3.3983 | 1.4892 | 1.9091
| 1407 | 19 | 2 | 8760 | 433 | 165 | 0.0187 | 0.15 | 0.913 | 3.3983 | 1.4892 | 1.9091
| 1408 | 19 | 2 | 8760 | 433 | 165 | 0.0187 | 0.15 | 0.913 | 3.3983 | 1.4892 | 1.9091
| 1409 | 19 | 2 | 8760 | 433 | 165 | 0.0187 | 0.15 | 0.913 | 3.3983 | 1.4892 | 1.9091
| 1410 | 19 | 2 | 8760 | 433 | 165 | 0.0187 | 0.15 | 0.913 | 3.3983 | 1.4892 | 1.9091
| 1411 | 19 | 2 | 8760 | 433 | 165 | 0.0187 | 0.15 | 0.913 | 3.3983 | 1.4892 | 1.9091
| 1412 | 19 | 2 | 8760 | 433 | 165 | 0.0187 | 0.15 | 0.913 | 3.3983 | 1.4892 | 1.9091
| 1413 | 19 | 2 | 8760 | 433 | 165 | 0.0187 | 0.15 | 0.913 | 3.3983 | 1.4892 | 1.9091
| 1414 | 19 | 2 | 8760 | 433 | 165 | 0.0187 | 0.15 | 0.913 | 3.3983 | 1.4892 | 1.9091
| 1415 | 19 | 2 | 8760 | 433 | 165 | 0.0187 | 0.15 | 0.913 | 3.3983 | 1.4892 | 1.9091
| 1416 | 19 | 2 | 8760 | 433 | 165 | 0.0187 | 0.15 | 0.913 | 3.3983 | 1.4892 | 1.9091
| 1417 | 19 | 2 | 8760 | 433 | 165 | 0.0187 | 0.15 | 0.913 | 3.3983 | 1.4892 | 1.9091
| 1418 | 19 | 2 | 8760 | 433 | 165 | 0.0187 | 0.15 | 0.913 | 3.3983 | 1.4892 | 1.9091
| 1419 | 19 | 2 | 8760 | 433 | 165 | 0.0187 | 0.15 | 0.913 | 3.3983 | 1.4892 | 1.9091
| 1420 | 19 | 2 | 8760 | 433 | 165 | 0.0187 | 0.15 | 0.913 | 3.3983 | 1.4892 | 1.9091
| 1421 | 19 | 2 | 8760 | 433 | 165 | 0.0187 | 0.15 | 0.913 | 3.3983 | 1.4892 | 1.9091
| 1422 | 19 | 2 | 8760 | 433 | 165 | 0.0187 | 0.15 | 0.913 | 3.3983 | 1.4892 | 1.9091
| 1423 | 19 | 2 | 8760 | 433 | 165 | 0.0187 | 0.15 | 0.913 | 3.3983 | 1.4892 | 1.9091
| 1424 | 19 | 2 | 8760 | 433 | 165 | 0.0187 | 0.15 | 0.913 | 3.3983 | 1.4892 | 1.9091
| 1425 | 19 | 2 | 8760 | 433 | 165 | 0.0187 | 0.15 | 0.913 | 3.3983 | 1.4892 | 1.9091
| 1426 | 19 | 2 | 8760 | 433 | 165 | 0.0187 | 0.15 | 0.913 | 3.3983 | 1.4892 | 1.9091
| 1427 | 19 | 2 | 8760 | 433 | 165 | 0.0187 | 0.15 | 0.913 | 3.3983 | 1.4892 | 1.9091
| 1428 | 17 | 2 | 8760 | 433 | 165 | 0.0187 | 0.15 | 0.913 | 3.3983 | 1.4892 | 1.9091
| 1429 | 17 | 2 | 8760 | 433 | 165 | 0.0187 | 0.15 | 0.913 | 3.3983 | 1.4892 | 1.9091
| 1430 | 17 | 2 | 8760 | 433 | 165 | 0.0187 | 0.15 | 0.913 | 3.3983 | 1.4892 | 1.9091
| 1431 | 17 | 2 | 8760 | 433 | 165 | 0.0187 | 0.15 | 0.913 | 3.3983 | 1.4892 | 1.9091
| 1432 | 17 | 2 | 8760 | 433 | 165 | 0.0187 | 0.15 | 0.913 | 3.3983 | 1.4892 | 1.9091
| 1433 | 17 | 2 | 8760 | 433 | 165 | 0.0187 | 0.15 | 0.913 | 3.3983 | 1.4892 | 1.9091
| 1434 | 17 | 2 | 8760 | 433 | 165 | 0.0187 | 0.15 | 0.913 | 3.3983 | 1.4892 | 1.9091
| 1435 | 17 | 2 | 8760 | 433 | 165 | 0.0187 | 0.15 | 0.913 | 3.3983 | 1.4892 | 1.9091
| 1436 | 17 | 2 | 8760 | 433 | 165 | 0.0187 | 0.15 | 0.913 | 3.3983 | 1.4892 | 1.9091
| 1437 | 17 | 2 | 8760 | 433 | 165 | 0.0187 | 0.15 | 0.913 | 3.3983 | 1.4892 | 1.9091
| 1438 | 17 | 2 | 8760 | 433 | 165 | 0.0187 | 0.15 | 0.913 | 3.3983 | 1.4892 | 1.9091
| 1439 | 17 | 2 | 8760 | 433 | 165 | 0.0187 | 0.15 | 0.913 | 3.3983 | 1.4892 | 1.9091
| 1440 | 17 | 2 | 8760 | 433 | 165 | 0.0187 | 0.15 | 0.913 | 3.3983 | 1.4892 | 1.9091
| 1441 | 17 | 2 | 8760 | 433 | 165 | 0.0187 | 0.15 | 0.913 | 3.3983 | 1.4892 | 1.9091
| 1442 | 17 | 2 | 8760 | 433 | 165 | 0.0187 | 0.15 | 0.913 | 3.3983 | 1.4892 | 1.9091
| 1443 | 17 | 2 | 8760 | 433 | 165 | 0.0187 | 0.15 | 0.913 | 3.3983 | 1.4892 | 1.9091
| 1444 | 17 | 2 | 8760 | 433 | 165 | 0.0187 | 0.15 | 0.913 | 3.3983 | 1.4892 | 1.9091
| 1445 | 10 | 3 | 8760 | 340 | 125 | 0.0187 | 0.15 | 0.913 | 2.6684 | 1.1282 | 1.5402
| 1446 | 10 | 3 | 8760 | 340 | 125 | 0.0187 | 0.15 | 0.913 | 2.6684 | 1.1282 | 1.5402
| 1447 | 10 | 3 | 8760 | 340 | 125 | 0.0187 | 0.15 | 0.913 | 2.6684 | 1.1282 | 1.5402
| 1448 | 10 | 3 | 8760 | 340 | 125 | 0.0187 | 0.15 | 0.913 | 2.6684 | 1.1282 | 1.5402
| 1449 | 10 | 3 | 8760 | 340 | 125 | 0.0187 | 0.15 | 0.913 | 2.6684 | 1.1282 | 1.5402
| 1450 | 10 | 3 | 8760 | 340 | 125 | 0.0187 | 0.15 | 0.913 | 2.6684 | 1.1282 | 1.5402
| 1451 | 10 | 3 | 8760 | 340 | 125 | 0.0187 | 0.15 | 0.913 | 2.6684 | 1.1282 | 1.5402
| 1452 | 10 | 3 | 8760 | 340 | 125 | 0.0187 | 0.15 | 0.913 | 2.6684 | 1.1282 | 1.5402
| 1453 | 10 | 3 | 8760 | 340 | 125 | 0.0187 | 0.15 | 0.913 | 2.6684 | 1.1282 | 1.5402
| 1454 | 10 | 3 | 8760 | 340 | 125 | 0.0187 | 0.15 | 0.913 | 2.6684 | 1.1282 | 1.5402
| 1455 | 10 | 3 | 8760 | 340 | 125 | 0.0187 | 0.15 | 0.913 | 2.6684 | 1.1282 | 1.5402
| 1456 | 10 | 3 | 8760 | 340 | 125 | 0.0187 | 0.15 | 0.913 | 2.6684 | 1.1282 | 1.5402
| 1457 | 10 | 3 | 8760 | 340 | 125 | 0.0187 | 0.15 | 0.913 | 2.6684 | 1.1282 | 1.5402
| 1458 | 10 | 3 | 8760 | 340 | 125 | 0.0187 | 0.15 | 0.913 | 2.6684 | 1.1282 | 1.5402
| 1459 | 10 | 3 | 8760 | 340 | 125 | 0.0187 | 0.15 | 0.913 | 2.6684 | 1.1282 | 1.5402
| 1460 | 10 | 3 | 8760 | 340 | 125 | 0.0187 | 0.15 | 0.913 | 2.6684 | 1.1282 | 1.5402
| 1461 | 10 | 3 | 8760 | 340 | 125 | 0.0187 | 0.15 | 0.913 | 2.6684 | 1.1282 | 1.5402
| 1462 | 10 | 3 | 8760 | 340 | 125 | 0.0187 | 0.15 | 0.913 | 2.6684 | 1.1282 | 1.5402
| 1463 | 10 | 3 | 8760 | 340 | 125 | 0.0187 | 0.15 | 0.913 | 2.6684 | 1.1282 | 1.5402
| 1464 | 10 | 3 | 8760 | 340 | 125 | 0.0187 | 0.15 | 0.913 | 2.6684 | 1.1282 | 1.5402
| 1465 | 12 | 3 | 8760 | 433 | 165 | 0.0187 | 0.15 | 0.913 | 3.3983 | 1.4892 | 1.9091
| 1466 | 12 | 3 | 8760 | 433 | 165 | 0.0187 | 0.15 | 0.913 | 3.3983 | 1.4892 | 1.9091
| 1467 | 12 | 3 | 8760 | 433 | 165 | 0.0187 | 0.15 | 0.913 | 3.3983 | 1.4892 | 1.9091
| 1468 | 12 | 3 | 8760 | 433 | 165 | 0.0187 | 0.15 | 0.913 | 3.3983 | 1.4892 | 1.9091
| 1469 | 12 | 3 | 8760 | 433 | 165 | 0.0187 | 0.15 | 0.913 | 3.3983 | 1.4892 | 1.9091
| 1470 | 12 | 3 | 8760 | 433 | 165 | 0.0187 | 0.15 | 0.913 | 3.3983 | 1.4892 | 1.9091
| 1471 | 12 | 3 | 8760 | 433 | 165 | 0.0187 | 0.15 | 0.913 | 3.3983 | 1.4892 | 1.9091
| 1472 | 12 | 3 | 8760 | 433 | 165 | 0.0187 | 0.15 | 0.913 | 3.3983 | 1.4892 | 1.9091
| 1473 | 12 | 3 | 8760 | 433 | 165 | 0.0187 | 0.15 | 0.913 | 3.3983 | 1.4892 | 1.9091
| 1474 | 12 | 3 | 8760 | 433 | 165 | 0.0187 | 0.15 | 0.913 | 3.3983 | 1.4892 | 1.9091
| 1475 | 12 | 3 | 8760 | 433 | 165 | 0.0187 | 0.15 | 0.913 | 3.3983 | 1.4892 | 1.9091
| 1476 | 12 | 3 | 8760 | 433 | 165 | 0.0187 | 0.15 | 0.913 | 3.3983 | 1.4892 | 1.9091
| 1477 | 12 | 3 | 8760 | 433 | 165 | 0.0187 | 0.15 | 0.913 | 3.3983 | 1.4892 | 1.9091
| 1478 | 12 | 3 | 8760 | 433 | 165 | 0.0187 | 0.15 | 0.913 | 3.3983 | 1.4892 | 1.9091
| 1479 | 12 | 3 | 8760 | 433 | 165 | 0.0187 | 0.15 | 0.913 | 3.3983 | 1.4892 | 1.9091
| 1480 | 12 | 3 | 8760 | 433 | 165 | 0.0187 | 0.15 | 0.913 | 3.3983 | 1.4892 | 1.9091
| 1481 | 12 | 3 | 8760 | 433 | 165 | 0.0187 | 0.15 | 0.913 | 3.3983 | 1.4892 | 1.9091
| 1482 | 12 | 3 | 8760 | 433 | 165 | 0.0187 | 0.15 | 0.913 | 3.3983 | 1.4892 | 1.9091
| 1483 | 12 | 3 | 8760 | 433 | 165 | 0.0187 | 0.15 | 0.913 | 3.3983 | 1.4892 | 1.9091
| 1484 | 12 | 3 | 8760 | 433 | 165 | 0.0187 | 0.15 | 0.913 | 3.3983 | 1.4892 | 1.9091
| 1485 | 12 | 3 | 8760 | 433 | 165 | 0.0187 | 0.15 | 0.913 | 3.3983 | 1.4892 | 1.9091
| 1486 | 12 | 3 | 8760 | 433 | 165 | 0.0187 | 0.15 | 0.913 | 3.3983 | 1.4892 | 1.9091
| 1487 | 12 | 3 | 8760 | 433 | 165 | 0.0187 | 0.15 | 0.913 | 3.3983 | 1.4892 | 1.9091
| 1488 | 12 | 3 | 8760 | 433 | 165 | 0.0187 | 0.15 | 0.913 | 3.3983 | 1.4892 | 1.9091
| 1489 | 12 | 3 | 8760 | 433 | 165 | 0.0187 | 0.15 | 0.913 | 3.3983 | 1.4892 | 1.9091
| 1490 | 12 | 3 | 8760 | 433 | 165 | 0.0187 | 0.15 | 0.913 | 3.3983 | 1.4892 | 1.9091
| 1491 | 12 | 3 | 8760 | 433 | 165 | 0.0187 | 0.15 | 0.913 | 3.3983 | 1.4892 | 1.9091
| 1492 | 12 | 3 | 8760 | 433 | 165 | 0.0187 | 0.15 | 0.913 | 3.3983 | 1.4892 | 1.9091
| 1493 | 12 | 3 | 8760 | 433 | 165 | 0.0187 | 0.15 | 0.913 | 3.3983 | 1.4892 | 1.9091
| 1494 | 12 | 3 | 8760 | 433 | 165 | 0.0187 | 0.15 | 0.913 | 3.3983 | 1.4892 | 1.9091
| 1495 | 12 | 3 | 8760 | 433 | 165 | 0.0187 | 0.15 | 0.913 | 3.3983 | 1.4892 | 1.9091
| 1496 | 12 | 3 | 8760 | 433 | 165 | 0.0187 | 0.15 | 0.913 | 3.3983 | 1.4892 | 1.9091
| 1497 | 12 | 3 | 8760 | 433 | 165 | 0.0187 | 0.15 | 0.913 | 3.3983 | 1.4892 | 1.9091
| 1498 | 12 | 3 | 8760 | 433 | 165 | 0.0187 | 0.15 | 0.913 | 3.3983 | 1.4892 | 1.9091
| 1499 | 12 | 3 | 8760 | 433 | 165 | 0.0187 | 0.15 | 0.913 | 3.3983 | 1.4892 | 1.9091
| 1500 | 12 | 3 | 8760 | 433 | 165 | 0.0187 | 0.15 | 0.913 | 3.3983 | 1.4892 | 1.9091
| 1501 | 12 | 3 | 8760 | 433 | 165 | 0.0187 | 0.15 | 0.913 | 3.3983 | 1.4892 | 1.9091
| 1502 | 12 | 3 | 8760 | 433 | 165 | 0.0187 | 0.15 | 0.913 | 3.3983 | 1.4892 | 1.9091
| 1503 | 12 | 3 | 8760 | 433 | 165 | 0.0187 | 0.15 | 0.913 | 3.3983 | 1.4892 | 1.9091
| 1504 | 12 | 3 | 8760 | 433 | 165 | 0.0187 | 0.15 | 0.913 | 3.3983 | 1.4892 | 1.9091
| 1505 | 12 | 3 | 8760 | 433 | 165 | 0.0187 | 0.15 | 0.913 | 3.3983 | 1.4892 | 1.9091
| 1506 | 12 | 3 | 8760 | 433 | 165 | 0.0187 | 0.15 | 0.913 | 3.3983 | 1.4892 | 1.9091
| 1507 | 12 | 3 | 8760 | 433 | 165 | 0.0187 | 0.15 | 0.913 | 3.3983 | 1.4892 | 1.9091
| 1508 | 12 | 3 | 8760 | 433 | 165 | 0.0187 | 0.15 | 0.913 | 3.3983 | 1.4892 | 1.9091
| 1509 | 14 | 3 | 8760 | 780 | 270 | 0.0187 | 0.15 | 0.913 | 6.1217 | 2.4369 | 3.6848
| 1510 | 14 | 3 | 8760 | 780 | 270 | 0.0187 | 0.15 | 0.913 | 6.1217 | 2.4369 | 3.6848
| 1511 | 14 | 3 | 8760 | 780 | 270 | 0.0187 | 0.15 | 0.913 | 6.1217 | 2.4369 | 3.6848
| 1512 | 14 | 3 | 8760 | 780 | 270 | 0.0187 | 0.15 | 0.913 | 6.1217 | 2.4369 | 3.6848
| 1513 | 14 | 3 | 8760 | 780 | 270 | 0.0187 | 0.15 | 0.913 | 6.1217 | 2.4369 | 3.6848
| 1514 | 14 | 3 | 8760 | 780 | 270 | 0.0187 | 0.15 | 0.913 | 6.1217 | 2.4369 | 3.6848
| 1515 | 14 | 3 | 8760 | 780 | 270 | 0.0187 | 0.15 | 0.913 | 6.1217 | 2.4369 | 3.6848
| 1516 | 14 | 3 | 8760 | 780 | 270 | 0.0187 | 0.15 | 0.913 | 6.1217 | 2.4369 | 3.6848
| 1517 | 14 | 3 | 8760 | 780 | 270 | 0.0187 | 0.15 | 0.913 | 6.1217 | 2.4369 | 3.6848
| 1518 | 14 | 3 | 8760 | 780 | 270 | 0.0187 | 0.15 | 0.913 | 6.1217 | 2.4369 | 3.6848
| 1519 | 14 | 3 | 8760 | 780 | 270 | 0.0187 | 0.15 | 0.913 | 6.1217 | 2.4369 | 3.6848
| 1520 | 14 | 3 | 8760 | 780 | 270 | 0.0187 | 0.15 | 0.913 | 6.1217 | 2.4369 | 3.6848
| 1521 | 14 | 3 | 8760 | 780 | 270 | 0.0187 | 0.15 | 0.913 | 6.1217 | 2.4369 | 3.6848
| 1522 | 14 | 3 | 8760 | 780 | 270 | 0.0187 | 0.15 | 0.913 | 6.1217 | 2.4369 | 3.6848
| 1523 | 14 | 3 | 8760 | 780 | 270 | 0.0187 | 0.15 | 0.913 | 6.1217 | 2.4369 | 3.6848
| 1524 | 14 | 3 | 8760 | 780 | 270 | 0.0187 | 0.15 | 0.913 | 6.1217 | 2.4369 | 3.6848
| 1525 | 14 | 3 | 8760 | 780 | 270 | 0.0187 | 0.15 | 0.913 | 6.1217 | 2.4369 | 3.6848
| 1526 | 14 | 3 | 8760 | 780 | 270 | 0.0187 | 0.15 | 0.913 | 6.1217 | 2.4369 | 3.6848
| 1527 | 14 | 3 | 8760 | 780 | 270 | 0.0187 | 0.15 | 0.913 | 6.1217 | 2.4369 | 3.6848
| 1528 | 14 | 3 | 8760 | 780 | 270 | 0.0187 | 0.15 | 0.913 | 6.1217 | 2.4369 | 3.6848
| 1529 | 14 | 3 | 8760 | 780 | 270 | 0.0187 | 0.15 | 0.913 | 6.1217 | 2.4369 | 3.6848
| 1530 | 14 | 3 | 8760 | 780 | 270 | 0.0187 | 0.15 | 0.913 | 6.1217 | 2.4369 | 3.6848
| 1531 | 14 | 3 | 8760 | 780 | 270 | 0.0187 | 0.15 | 0.913 | 6.1217 | 2.4369 | 3.6848
| 1532 | 14 | 3 | 8760 | 780 | 270 | 0.0187 | 0.15 | 0.913 | 6.1217 | 2.4369 | 3.6848
| 1533 | 14 | 3 | 8760 | 780 | 270 | 0.0187 | 0.15 | 0.913 | 6.1217 | 2.4369 | 3.6848
| 1534 | 14 | 3 | 8760 | 780 | 270 | 0.0187 | 0.15 | 0.913 | 6.1217 | 2.4369 | 3.6848
| 1535 | 14 | 3 | 8760 | 780 | 270 | 0.0187 | 0.15 | 0.913 | 6.1217 | 2.4369 | 3.6848
| 1536 | 14 | 3 | 8760 | 780 | 270 | 0.0187 | 0.15 | 0.913 | 6.1217 | 2.4369 | 3.6848
| 1537 | 14 | 3 | 8760 | 780 | 270 | 0.0187 | 0.15 | 0.913 | 6.1217 | 2.4369 | 3.6848
| 1538 | [5 empty] | 0.0187 |  | 0.913 | 0 | 0 | 0
| 1539 | [5 empty] | 0.0187 |  | 0.913 | 0 | 0 | 0
| 1540 | [5 empty] | 0.0187 |  | 0.913 | 0 | 0 | 0
| 1541 | [5 empty] | 0.0187 |  | 0.913 | 0 | 0 | 0
| 1542 | [5 empty] | 0.0187 |  | 0.913 | 0 | 0 | 0
| 1543 | [5 empty] | 0.0187 |  | 0.913 | 0 | 0 | 0
| 1544 | [5 empty] | 0.0187 |  | 0.913 | 0 | 0 | 0
| 1545 | [5 empty] | 0.0187 |  | 0.913 | 0 | 0 | 0
| 1546 | [5 empty] | 0.0187 |  | 0.913 | 0 | 0 | 0
| 1547 | [5 empty] | 0.0187 |  | 0.913 | 0 | 0 | 0
| 1548 | [5 empty] | 0.0187 |  | 0.913 | 0 | 0 | 0
| 1549 | [5 empty] | 0.0187 |  | 0.913 | 0 | 0 | 0
| 1550 | [5 empty] | 0.0187 |  | 0.913 | 0 | 0 | 0
| 1551 | [5 empty] | 0.0187 |  | 0.913 | 0 | 0 | 0
| 1552 | [5 empty] | 0.0187 |  | 0.913 | 0 | 0 | 0
| 1553 | [5 empty] | 0.0187 |  | 0.913 | 0 | 0 | 0
| 1554 | [5 empty] | 0.0187 |  | 0.913 | 0 | 0 | 0
| 1555 | [5 empty] | 0.0187 |  | 0.913 | 0 | 0 | 0
| 1556 | [5 empty] | 0.0187 |  | 0.913 | 0 | 0 | 0
| 1557 | [5 empty] | 0.0187 |  | 0.913 | 0 | 0 | 0
| 1558 | [5 empty] | 0.0187 |  | 0.913 | 0 | 0 | 0
| 1559 | [5 empty] | 0.0187 |  | 0.913 | 0 | 0 | 0
| 1560 | [5 empty] | 0.0187 |  | 0.913 | 0 | 0 | 0
| 1561 | [5 empty] | 0.0187 |  | 0.913 | 0 | 0 | 0
| 1562 | [5 empty] | 0.0187 |  | 0.913 | 0 | 0 | 0
| 1563 | [5 empty] | 0.0187 |  | 0.913 | 0 | 0 | 0
| 1564 | [5 empty] | 0.0187 |  | 0.913 | 0 | 0 | 0
| 1565 | [5 empty] | 0.0187 |  | 0.913 | 0 | 0 | 0
| 1566 | [5 empty] | 0.0187 |  | 0.913 | 0 | 0 | 0
| 1567 | [5 empty] | 0.0187 |  | 0.913 | 0 | 0 | 0
| 1568 | [5 empty] | 0.0187 |  | 0.913 | 0 | 0 | 0
| 1569 | [5 empty] | 0.0187 |  | 0.913 | 0 | 0 | 0
| 1570 | [5 empty] | 0.0187 |  | 0.913 | 0 | 0 | 0
| 1571 | [5 empty] | 0.0187 |  | 0.913 | 0 | 0 | 0
| 1572 | [5 empty] | 0.0187 |  | 0.913 | 0 | 0 | 0
| 1573 | [5 empty] | 0.0187 |  | 0.913 | 0 | 0 | 0
| 1574 | [5 empty] | 0.0187 |  | 0.913 | 0 | 0 | 0
| 1575 | [5 empty] | 0.0187 |  | 0.913 | 0 | 0 | 0
| 1576 | [5 empty] | 0.0187 |  | 0.913 | 0 | 0 | 0
| 1577 | [5 empty] | 0.0187 |  | 0.913 | 0 | 0 | 0
| 1578 | [5 empty] | 0.0187 |  | 0.913 | 0 | 0 | 0
| 1579 | [5 empty] | 0.0187 |  | 0.913 | 0 | 0 | 0
| 1580 | [5 empty] | 0.0187 |  | 0.913 | 0 | 0 | 0
| 1581 | [5 empty] | 0.0187 |  | 0.913 | 0 | 0 | 0
| 1582 | [5 empty] | 0.0187 |  | 0.913 | 0 | 0 | 0
| 1583 | [5 empty] | 0.0187 |  | 0.913 | 0 | 0 | 0
| 1584 | [5 empty] | 0.0187 |  | 0.913 | 0 | 0 | 0
| 1585 | [5 empty] | 0.0187 |  | 0.913 | 0 | 0 | 0
| 1586 | [5 empty] | 0.0187 |  | 0.913 | 0 | 0 | 0
| 1587 | [5 empty] | 0.0187 |  | 0.913 | 0 | 0 | 0
| 1588 | [5 empty] | 0.0187 |  | 0.913 | 0 | 0 | 0
| 1589 | [5 empty] | 0.0187 |  | 0.913 | 0 | 0 | 0
| 1590 | [5 empty] | 0.0187 |  | 0.913 | 0 | 0 | 0
| 1591 | [5 empty] | 0.0187 |  | 0.913 | 0 | 0 | 0
| 1592 | [5 empty] | 0.0187 |  | 0.913 | 0 | 0 | 0
| 1593 | [5 empty] | 0.0187 |  | 0.913 | 0 | 0 | 0
| 1594 | [5 empty] | 0.0187 |  | 0.913 | 0 | 0 | 0
| 1595 | [5 empty] | 0.0187 |  | 0.913 | 0 | 0 | 0
| 1596 | [5 empty] | 0.0187 |  | 0.913 | 0 | 0 | 0
| 1597 | [5 empty] | 0.0187 |  | 0.913 | 0 | 0 | 0
| 1598 | [5 empty] | 0.0187 |  | 0.913 | 0 | 0 | 0
| 1599 | [5 empty] | 0.0187 |  | 0.913 | 0 | 0 | 0
| 1600 | [5 empty] | 0.0187 |  | 0.913 | 0 | 0 | 0
| Total |  |  | - | - | - | - | - | - | 3874.9823 | 1619.1778 | 2255.8045

## MPS(calc_process)
Monitoring Spreadsheet: JCM_VN_AM005_ver01.0
Reference Number: VN018
Monitoring Plan Sheet (Calculation Process Sheet) [Attachment to Project Design Document]
1. Calculations for emission reductions |  |  | Fuel type | Value | Units | Parameter
| Emission reductions during the period p |  | N/A | 2255.8045 | tCO2/p | ERp
2. Calculations for reference emissions
| Reference emissions during the period p |  | N/A | 3874.9823 | tCO2/p | REp
3. Calculations of the project emissions
| Project emissions during the period p |  | N/A | 1619.1778 | tCO2/p | PEp
[List of Default Values]
|  | Blackout rate | 0.0187 | fraction

## MSS
Monitoring Spreadsheet: JCM_VN_AM005_ver01.0
Reference Number: VN018
Monitoring Structure Sheet [Attachment to Project Design Document]
| Responsible personnel | Role
| JCM Project Manager | Oversees the planning, implementation, and tracking the tasks within the JCM validation and verification procedures Responsible for communication with TPE and the Secretariat
| JCM Monitoring Manager | Archiving the monitoring data Analysis of the monitored data Preparation of the monitoring report Aggregating and archiving the repair/replacement incidence report from JCM Facilities Manager Reporting to JCM Project Manager (Data monitored and required for verification and issuance be kept and archived electronically for two years after the final issuance of credits.)
| JCM Facilities Manager | Oversees the operation of JCM facilities Reporting of repair/replacement incidence of the project transformers to the JCM Monitoring Manager

## MRS(input)
Monitoring Spreadsheet: JCM_VN_AM005_ver01.0
Reference Number: VN018
Monitoring Report Sheet (Input Sheet) [For Verification]
Table 1: Parameters monitored ex post
| (a) | (b) | (c) | (d) | (e) | (f) | (g) | (h) | (i) | (j) | (k)
| Monitoring period | Monitoring point No. | Parameters | Description of data | Monitored Values | Units | Monitoring option | Source of data | Measurement methods and procedures | Monitoring frequency | Other comments
|  | N.A. | Hi,p | Energizing time of the project transformer i during the period p | - | hour/p | Option C | On-site measurements. | Counting the number of hours of this monitoring period | Once at the end of this monitoring period | Monitored values are input on "PMS(input_separate)" sheet
Table 2: Project-specific parameters fixed ex ante
| (a) |  | (b) |  | (c) | (d) | (e) |  |  | (f)
| Parameters |  | Description of data |  | Estimated Values | Units | Source of data |  |  | Other comments
| NLLRE,i,j,k |  | No-load losses of the reference transformer i of capacity category k for the power company j |  | - | W | The latest standard for no-load loss required by the power companies, or the specification value of no-load losses set by the power companies |  |  | Values are input on "PMS(input_separate)" sheet
| NLLPJ,i,j,k |  | No-load losses of the project transformer i of capacity category k for the power company j |  | - | W | Manufacturer’s performance test report measured at the time of pre-delivery inspection |  |  | Values are input on "PMS(input_separate)" sheet
| Brp |  | Blackout rate during the period p |  | 0.0187 | fraction | Data obtained from power companies
| UNCi |  | Maximum allowable uncertainty for the no-load losses of the project transformer i |  | - | fractoin | Manufacturer’s performance test report measured at the time of pre-delivery inspection |  |  | Values are input on "PMS(input_separate)" sheet
| EFgrid |  | CO2 emission factor of the grid |  | 0.913 | tCO2/MWh | Ministry of Natural Resources and Environment (MONRE), Vietnamese DNA for CDM unless otherwise instructed by the Joint Committee |  |  | http://vepg.vn/wp-content/uploads/2020/09/1788226219_Bao-cao-cuoi-cung-EF-2018-FINAL_Signed.pdf
Table3: Ex-post calculation of CO2 emission reductions
| Monitoring Period |  | CO2 emission reductions |  | Units
|  |  | 0 |  | tCO2/p
[Monitoring option]
| Option A |  | Based on public data which is measured by entities other than the project participants (Data used: publicly recognized data such as statistical data and specifications)
| Option B |  | Based on the amount of transaction which is measured directly using measuring equipments (Data used: commercial evidence such as invoices)
| Option C |  | Based on the actual measurement using measuring equipments (Data used: measured values)

## MRS(input_separate)
Monitoring Spreadsheet: JCM_VN_AM005_ver01.0
Reference Number: VN018
|  |  |  | Monitoring period | Parameters monitored ex post | Project-specific parameters fixed ex ante |  |  |  |  | Ex-post calculation of emissions
Parameters | i | k | j | - | Hi,p | NLLRE,i,j,k | NLLPJ,i,j,k | Brp | UNCi | EFgrid | REi,p | PEi,p | ERi,p
Description of data | Identification number of the project transformer | Index which represents type of the project transformer | Identification number of the power company where the transformer i is installed | - | Energizing time of the project transformer i during the period p | No-load losses of the reference transformer i of capacity category k for the power company j | No-load losses of the project transformer i of capacity category k for the power company j | Blackout rate during the period p | Maximum allowable uncertainty for the no-load losses of the project transformer i | CO2 emission factor of the grid | Reference emissions by the transformer i during the period p | Project emissions by the transformer i during the period p | Emissions reductions by the transformer i during the period p
Units | - | - | - | - | hour/p | W | W | fraction | fraction | tCO2/MWh | tCO2/p | tCO2/p | tCO2/p
Estimated values | 1 | 6 | 1 |  |  | 120 | 60 | 0.0187 | 0.15 | 0.913 | 0 | 0 | 0
| 2 | 7 | 1 |  |  | 205 | 75 | 0.0187 | 0.15 | 0.913 | 0 | 0 | 0
| 3 | 7 | 1 |  |  | 205 | 75 | 0.0187 | 0.15 | 0.913 | 0 | 0 | 0
| 4 | 10 | 1 |  |  | 340 | 125 | 0.0187 | 0.15 | 0.913 | 0 | 0 | 0
| 5 | 10 | 1 |  |  | 340 | 125 | 0.0187 | 0.15 | 0.913 | 0 | 0 | 0
| 6 | 10 | 1 |  |  | 340 | 125 | 0.0187 | 0.15 | 0.913 | 0 | 0 | 0
| 7 | 10 | 1 |  |  | 340 | 125 | 0.0187 | 0.15 | 0.913 | 0 | 0 | 0
| 8 | 10 | 1 |  |  | 340 | 125 | 0.0187 | 0.15 | 0.913 | 0 | 0 | 0
| 9 | 10 | 1 |  |  | 340 | 125 | 0.0187 | 0.15 | 0.913 | 0 | 0 | 0
| 10 | 10 | 1 |  |  | 340 | 125 | 0.0187 | 0.15 | 0.913 | 0 | 0 | 0
| 11 | 10 | 1 |  |  | 340 | 125 | 0.0187 | 0.15 | 0.913 | 0 | 0 | 0
| 12 | 10 | 1 |  |  | 340 | 125 | 0.0187 | 0.15 | 0.913 | 0 | 0 | 0
| 13 | 12 | 1 |  |  | 433 | 165 | 0.0187 | 0.15 | 0.913 | 0 | 0 | 0
| 14 | 12 | 1 |  |  | 433 | 165 | 0.0187 | 0.15 | 0.913 | 0 | 0 | 0
| 15 | 12 | 1 |  |  | 433 | 165 | 0.0187 | 0.15 | 0.913 | 0 | 0 | 0
| 16 | 12 | 1 |  |  | 433 | 165 | 0.0187 | 0.15 | 0.913 | 0 | 0 | 0
| 17 | 12 | 1 |  |  | 433 | 165 | 0.0187 | 0.15 | 0.913 | 0 | 0 | 0
| 18 | 12 | 1 |  |  | 433 | 165 | 0.0187 | 0.15 | 0.913 | 0 | 0 | 0
| 19 | 12 | 1 |  |  | 433 | 165 | 0.0187 | 0.15 | 0.913 | 0 | 0 | 0
| 20 | 12 | 1 |  |  | 433 | 165 | 0.0187 | 0.15 | 0.913 | 0 | 0 | 0
| 21 | 12 | 1 |  |  | 433 | 165 | 0.0187 | 0.15 | 0.913 | 0 | 0 | 0
| 22 | 13 | 1 |  |  | 580 | 220 | 0.0187 | 0.15 | 0.913 | 0 | 0 | 0
| 23 | 13 | 1 |  |  | 580 | 220 | 0.0187 | 0.15 | 0.913 | 0 | 0 | 0
| 24 | 16 | 1 |  |  | 340 | 125 | 0.0187 | 0.15 | 0.913 | 0 | 0 | 0
| 25 | 16 | 1 |  |  | 340 | 125 | 0.0187 | 0.15 | 0.913 | 0 | 0 | 0
| 26 | 16 | 1 |  |  | 340 | 125 | 0.0187 | 0.15 | 0.913 | 0 | 0 | 0
| 27 | 16 | 1 |  |  | 340 | 125 | 0.0187 | 0.15 | 0.913 | 0 | 0 | 0
| 28 | 17 | 1 |  |  | 433 | 165 | 0.0187 | 0.15 | 0.913 | 0 | 0 | 0
| 29 | 17 | 1 |  |  | 433 | 165 | 0.0187 | 0.15 | 0.913 | 0 | 0 | 0
| 30 | 17 | 1 |  |  | 433 | 165 | 0.0187 | 0.15 | 0.913 | 0 | 0 | 0
| 31 | 5 | 1 |  |  | 192 | 64 | 0.0187 | 0.15 | 0.913 | 0 | 0 | 0
| 32 | 5 | 1 |  |  | 192 | 64 | 0.0187 | 0.15 | 0.913 | 0 | 0 | 0
| 33 | 5 | 1 |  |  | 192 | 64 | 0.0187 | 0.15 | 0.913 | 0 | 0 | 0
| 34 | 5 | 1 |  |  | 192 | 64 | 0.0187 | 0.15 | 0.913 | 0 | 0 | 0
| 35 | 5 | 1 |  |  | 192 | 64 | 0.0187 | 0.15 | 0.913 | 0 | 0 | 0
| 36 | 5 | 1 |  |  | 192 | 64 | 0.0187 | 0.15 | 0.913 | 0 | 0 | 0
| 37 | 5 | 1 |  |  | 192 | 64 | 0.0187 | 0.15 | 0.913 | 0 | 0 | 0
| 38 | 5 | 1 |  |  | 192 | 64 | 0.0187 | 0.15 | 0.913 | 0 | 0 | 0
| 39 | 5 | 1 |  |  | 192 | 64 | 0.0187 | 0.15 | 0.913 | 0 | 0 | 0
| 40 | 5 | 1 |  |  | 192 | 64 | 0.0187 | 0.15 | 0.913 | 0 | 0 | 0
| 41 | 5 | 1 |  |  | 192 | 64 | 0.0187 | 0.15 | 0.913 | 0 | 0 | 0
| 42 | 5 | 1 |  |  | 192 | 64 | 0.0187 | 0.15 | 0.913 | 0 | 0 | 0
| 43 | 5 | 1 |  |  | 192 | 64 | 0.0187 | 0.15 | 0.913 | 0 | 0 | 0
| 44 | 5 | 1 |  |  | 192 | 64 | 0.0187 | 0.15 | 0.913 | 0 | 0 | 0
| 45 | 5 | 1 |  |  | 192 | 64 | 0.0187 | 0.15 | 0.913 | 0 | 0 | 0
| 46 | 5 | 1 |  |  | 192 | 64 | 0.0187 | 0.15 | 0.913 | 0 | 0 | 0
| 47 | 5 | 1 |  |  | 192 | 64 | 0.0187 | 0.15 | 0.913 | 0 | 0 | 0
| 48 | 5 | 1 |  |  | 192 | 64 | 0.0187 | 0.15 | 0.913 | 0 | 0 | 0
| 49 | 5 | 1 |  |  | 192 | 64 | 0.0187 | 0.15 | 0.913 | 0 | 0 | 0
| 50 | 5 | 1 |  |  | 192 | 64 | 0.0187 | 0.15 | 0.913 | 0 | 0 | 0
| 51 | 5 | 1 |  |  | 192 | 64 | 0.0187 | 0.15 | 0.913 | 0 | 0 | 0
| 52 | 2 | 1 |  |  | 92 | 31 | 0.0187 | 0.15 | 0.913 | 0 | 0 | 0
| 53 | 2 | 1 |  |  | 92 | 31 | 0.0187 | 0.15 | 0.913 | 0 | 0 | 0
| 54 | 2 | 1 |  |  | 92 | 31 | 0.0187 | 0.15 | 0.913 | 0 | 0 | 0
| 55 | 2 | 1 |  |  | 92 | 31 | 0.0187 | 0.15 | 0.913 | 0 | 0 | 0
| 56 | 2 | 1 |  |  | 92 | 31 | 0.0187 | 0.15 | 0.913 | 0 | 0 | 0
| 57 | 2 | 1 |  |  | 92 | 31 | 0.0187 | 0.15 | 0.913 | 0 | 0 | 0
| 58 | 3 | 1 |  |  | 108 | 36 | 0.0187 | 0.15 | 0.913 | 0 | 0 | 0
| 59 | 3 | 1 |  |  | 108 | 36 | 0.0187 | 0.15 | 0.913 | 0 | 0 | 0
| 60 | 3 | 1 |  |  | 108 | 36 | 0.0187 | 0.15 | 0.913 | 0 | 0 | 0
| 61 | 3 | 1 |  |  | 108 | 36 | 0.0187 | 0.15 | 0.913 | 0 | 0 | 0
| 62 | 3 | 1 |  |  | 108 | 36 | 0.0187 | 0.15 | 0.913 | 0 | 0 | 0
| 63 | 3 | 1 |  |  | 108 | 36 | 0.0187 | 0.15 | 0.913 | 0 | 0 | 0
| 64 | 3 | 1 |  |  | 108 | 36 | 0.0187 | 0.15 | 0.913 | 0 | 0 | 0
| 65 | 3 | 1 |  |  | 108 | 36 | 0.0187 | 0.15 | 0.913 | 0 | 0 | 0
| 66 | 3 | 1 |  |  | 108 | 36 | 0.0187 | 0.15 | 0.913 | 0 | 0 | 0
| 67 | 3 | 1 |  |  | 108 | 36 | 0.0187 | 0.15 | 0.913 | 0 | 0 | 0
| 68 | 3 | 1 |  |  | 108 | 36 | 0.0187 | 0.15 | 0.913 | 0 | 0 | 0
| 69 | 3 | 1 |  |  | 108 | 36 | 0.0187 | 0.15 | 0.913 | 0 | 0 | 0
| 70 | 3 | 1 |  |  | 108 | 36 | 0.0187 | 0.15 | 0.913 | 0 | 0 | 0
| 71 | 3 | 1 |  |  | 108 | 36 | 0.0187 | 0.15 | 0.913 | 0 | 0 | 0
| 72 | 7 | 1 |  |  | 205 | 75 | 0.0187 | 0.15 | 0.913 | 0 | 0 | 0
| 73 | 7 | 1 |  |  | 205 | 75 | 0.0187 | 0.15 | 0.913 | 0 | 0 | 0
| 74 | 7 | 1 |  |  | 205 | 75 | 0.0187 | 0.15 | 0.913 | 0 | 0 | 0
| 75 | 7 | 1 |  |  | 205 | 75 | 0.0187 | 0.15 | 0.913 | 0 | 0 | 0
| 76 | 7 | 1 |  |  | 205 | 75 | 0.0187 | 0.15 | 0.913 | 0 | 0 | 0
| 77 | 7 | 1 |  |  | 205 | 75 | 0.0187 | 0.15 | 0.913 | 0 | 0 | 0
| 78 | 7 | 1 |  |  | 205 | 75 | 0.0187 | 0.15 | 0.913 | 0 | 0 | 0
| 79 | 7 | 1 |  |  | 205 | 75 | 0.0187 | 0.15 | 0.913 | 0 | 0 | 0
| 80 | 7 | 1 |  |  | 205 | 75 | 0.0187 | 0.15 | 0.913 | 0 | 0 | 0
| 81 | 7 | 1 |  |  | 205 | 75 | 0.0187 | 0.15 | 0.913 | 0 | 0 | 0
| 82 | 7 | 1 |  |  | 205 | 75 | 0.0187 | 0.15 | 0.913 | 0 | 0 | 0
| 83 | 7 | 1 |  |  | 205 | 75 | 0.0187 | 0.15 | 0.913 | 0 | 0 | 0
| 84 | 10 | 1 |  |  | 340 | 125 | 0.0187 | 0.15 | 0.913 | 0 | 0 | 0
| 85 | 10 | 1 |  |  | 340 | 125 | 0.0187 | 0.15 | 0.913 | 0 | 0 | 0
| 86 | 10 | 1 |  |  | 340 | 125 | 0.0187 | 0.15 | 0.913 | 0 | 0 | 0
| 87 | 10 | 1 |  |  | 340 | 125 | 0.0187 | 0.15 | 0.913 | 0 | 0 | 0
| 88 | 10 | 1 |  |  | 340 | 125 | 0.0187 | 0.15 | 0.913 | 0 | 0 | 0
| 89 | 10 | 1 |  |  | 340 | 125 | 0.0187 | 0.15 | 0.913 | 0 | 0 | 0
| 90 | 10 | 1 |  |  | 340 | 125 | 0.0187 | 0.15 | 0.913 | 0 | 0 | 0
| 91 | 10 | 1 |  |  | 340 | 125 | 0.0187 | 0.15 | 0.913 | 0 | 0 | 0
| 92 | 10 | 1 |  |  | 340 | 125 | 0.0187 | 0.15 | 0.913 | 0 | 0 | 0
| 93 | 10 | 1 |  |  | 340 | 125 | 0.0187 | 0.15 | 0.913 | 0 | 0 | 0
| 94 | 10 | 1 |  |  | 340 | 125 | 0.0187 | 0.15 | 0.913 | 0 | 0 | 0
| 95 | 10 | 1 |  |  | 340 | 125 | 0.0187 | 0.15 | 0.913 | 0 | 0 | 0
| 96 | 10 | 1 |  |  | 340 | 125 | 0.0187 | 0.15 | 0.913 | 0 | 0 | 0
| 97 | 10 | 1 |  |  | 340 | 125 | 0.0187 | 0.15 | 0.913 | 0 | 0 | 0
| 98 | 10 | 1 |  |  | 340 | 125 | 0.0187 | 0.15 | 0.913 | 0 | 0 | 0
| 99 | 10 | 1 |  |  | 340 | 125 | 0.0187 | 0.15 | 0.913 | 0 | 0 | 0
| 100 | 12 | 1 |  |  | 433 | 165 | 0.0187 | 0.15 | 0.913 | 0 | 0 | 0
| 101 | 12 | 1 |  |  | 433 | 165 | 0.0187 | 0.15 | 0.913 | 0 | 0 | 0
| 102 | 12 | 1 |  |  | 433 | 165 | 0.0187 | 0.15 | 0.913 | 0 | 0 | 0
| 103 | 12 | 1 |  |  | 433 | 165 | 0.0187 | 0.15 | 0.913 | 0 | 0 | 0
| 104 | 12 | 1 |  |  | 433 | 165 | 0.0187 | 0.15 | 0.913 | 0 | 0 | 0
| 105 | 12 | 1 |  |  | 433 | 165 | 0.0187 | 0.15 | 0.913 | 0 | 0 | 0
| 106 | 12 | 1 |  |  | 433 | 165 | 0.0187 | 0.15 | 0.913 | 0 | 0 | 0
| 107 | 12 | 1 |  |  | 433 | 165 | 0.0187 | 0.15 | 0.913 | 0 | 0 | 0
| 108 | 12 | 1 |  |  | 433 | 165 | 0.0187 | 0.15 | 0.913 | 0 | 0 | 0
| 109 | 12 | 1 |  |  | 433 | 165 | 0.0187 | 0.15 | 0.913 | 0 | 0 | 0
| 110 | 12 | 1 |  |  | 433 | 165 | 0.0187 | 0.15 | 0.913 | 0 | 0 | 0
| 111 | 13 | 1 |  |  | 580 | 220 | 0.0187 | 0.15 | 0.913 | 0 | 0 | 0
| 112 | 5 | 1 |  |  | 192 | 64 | 0.0187 | 0.15 | 0.913 | 0 | 0 | 0
| 113 | 5 | 1 |  |  | 192 | 64 | 0.0187 | 0.15 | 0.913 | 0 | 0 | 0
| 114 | 5 | 1 |  |  | 192 | 64 | 0.0187 | 0.15 | 0.913 | 0 | 0 | 0
| 115 | 5 | 1 |  |  | 192 | 64 | 0.0187 | 0.15 | 0.913 | 0 | 0 | 0
| 116 | 5 | 1 |  |  | 192 | 64 | 0.0187 | 0.15 | 0.913 | 0 | 0 | 0
| 117 | 5 | 1 |  |  | 192 | 64 | 0.0187 | 0.15 | 0.913 | 0 | 0 | 0
| 118 | 2 | 1 |  |  | 92 | 31 | 0.0187 | 0.15 | 0.913 | 0 | 0 | 0
| 119 | 2 | 1 |  |  | 92 | 31 | 0.0187 | 0.15 | 0.913 | 0 | 0 | 0
| 120 | 2 | 1 |  |  | 92 | 31 | 0.0187 | 0.15 | 0.913 | 0 | 0 | 0
| 121 | 2 | 1 |  |  | 92 | 31 | 0.0187 | 0.15 | 0.913 | 0 | 0 | 0
| 122 | 2 | 1 |  |  | 92 | 31 | 0.0187 | 0.15 | 0.913 | 0 | 0 | 0
| 123 | 2 | 1 |  |  | 92 | 31 | 0.0187 | 0.15 | 0.913 | 0 | 0 | 0
| 124 | 2 | 1 |  |  | 92 | 31 | 0.0187 | 0.15 | 0.913 | 0 | 0 | 0
| 125 | 3 | 1 |  |  | 108 | 36 | 0.0187 | 0.15 | 0.913 | 0 | 0 | 0
| 126 | 3 | 1 |  |  | 108 | 36 | 0.0187 | 0.15 | 0.913 | 0 | 0 | 0
| 127 | 3 | 1 |  |  | 108 | 36 | 0.0187 | 0.15 | 0.913 | 0 | 0 | 0
| 128 | 3 | 1 |  |  | 108 | 36 | 0.0187 | 0.15 | 0.913 | 0 | 0 | 0
| 129 | 3 | 1 |  |  | 108 | 36 | 0.0187 | 0.15 | 0.913 | 0 | 0 | 0
| 130 | 3 | 1 |  |  | 108 | 36 | 0.0187 | 0.15 | 0.913 | 0 | 0 | 0
| 131 | 3 | 1 |  |  | 108 | 36 | 0.0187 | 0.15 | 0.913 | 0 | 0 | 0
| 132 | 3 | 1 |  |  | 108 | 36 | 0.0187 | 0.15 | 0.913 | 0 | 0 | 0
| 133 | 3 | 1 |  |  | 108 | 36 | 0.0187 | 0.15 | 0.913 | 0 | 0 | 0
| 134 | 3 | 1 |  |  | 108 | 36 | 0.0187 | 0.15 | 0.913 | 0 | 0 | 0
| 135 | 3 | 1 |  |  | 108 | 36 | 0.0187 | 0.15 | 0.913 | 0 | 0 | 0
| 136 | 3 | 1 |  |  | 108 | 36 | 0.0187 | 0.15 | 0.913 | 0 | 0 | 0
| 137 | 3 | 1 |  |  | 108 | 36 | 0.0187 | 0.15 | 0.913 | 0 | 0 | 0
| 138 | 3 | 1 |  |  | 108 | 36 | 0.0187 | 0.15 | 0.913 | 0 | 0 | 0
| 139 | 3 | 1 |  |  | 108 | 36 | 0.0187 | 0.15 | 0.913 | 0 | 0 | 0
| 140 | 3 | 1 |  |  | 108 | 36 | 0.0187 | 0.15 | 0.913 | 0 | 0 | 0
| 141 | 3 | 1 |  |  | 108 | 36 | 0.0187 | 0.15 | 0.913 | 0 | 0 | 0
| 142 | 3 | 1 |  |  | 108 | 36 | 0.0187 | 0.15 | 0.913 | 0 | 0 | 0
| 143 | 3 | 1 |  |  | 108 | 36 | 0.0187 | 0.15 | 0.913 | 0 | 0 | 0
| 144 | 3 | 1 |  |  | 108 | 36 | 0.0187 | 0.15 | 0.913 | 0 | 0 | 0
| 145 | 3 | 1 |  |  | 108 | 36 | 0.0187 | 0.15 | 0.913 | 0 | 0 | 0
| 146 | 3 | 1 |  |  | 108 | 36 | 0.0187 | 0.15 | 0.913 | 0 | 0 | 0
| 147 | 3 | 1 |  |  | 108 | 36 | 0.0187 | 0.15 | 0.913 | 0 | 0 | 0
| 148 | 3 | 1 |  |  | 108 | 36 | 0.0187 | 0.15 | 0.913 | 0 | 0 | 0
| 149 | 3 | 1 |  |  | 108 | 36 | 0.0187 | 0.15 | 0.913 | 0 | 0 | 0
| 150 | 3 | 1 |  |  | 108 | 36 | 0.0187 | 0.15 | 0.913 | 0 | 0 | 0
| 151 | 3 | 1 |  |  | 108 | 36 | 0.0187 | 0.15 | 0.913 | 0 | 0 | 0
| 152 | 3 | 1 |  |  | 108 | 36 | 0.0187 | 0.15 | 0.913 | 0 | 0 | 0
| 153 | 3 | 1 |  |  | 108 | 36 | 0.0187 | 0.15 | 0.913 | 0 | 0 | 0
| 154 | 7 | 1 |  |  | 205 | 75 | 0.0187 | 0.15 | 0.913 | 0 | 0 | 0
| 155 | 7 | 1 |  |  | 205 | 75 | 0.0187 | 0.15 | 0.913 | 0 | 0 | 0
| 156 | 7 | 1 |  |  | 205 | 75 | 0.0187 | 0.15 | 0.913 | 0 | 0 | 0
| 157 | 7 | 1 |  |  | 205 | 75 | 0.0187 | 0.15 | 0.913 | 0 | 0 | 0
| 158 | 7 | 1 |  |  | 205 | 75 | 0.0187 | 0.15 | 0.913 | 0 | 0 | 0
| 159 | 7 | 1 |  |  | 205 | 75 | 0.0187 | 0.15 | 0.913 | 0 | 0 | 0
| 160 | 7 | 1 |  |  | 205 | 75 | 0.0187 | 0.15 | 0.913 | 0 | 0 | 0
| 161 | 7 | 1 |  |  | 205 | 75 | 0.0187 | 0.15 | 0.913 | 0 | 0 | 0
| 162 | 7 | 1 |  |  | 205 | 75 | 0.0187 | 0.15 | 0.913 | 0 | 0 | 0
| 163 | 7 | 1 |  |  | 205 | 75 | 0.0187 | 0.15 | 0.913 | 0 | 0 | 0
| 164 | 7 | 1 |  |  | 205 | 75 | 0.0187 | 0.15 | 0.913 | 0 | 0 | 0
| 165 | 7 | 1 |  |  | 205 | 75 | 0.0187 | 0.15 | 0.913 | 0 | 0 | 0
| 166 | 7 | 1 |  |  | 205 | 75 | 0.0187 | 0.15 | 0.913 | 0 | 0 | 0
| 167 | 7 | 1 |  |  | 205 | 75 | 0.0187 | 0.15 | 0.913 | 0 | 0 | 0
| 168 | 7 | 1 |  |  | 205 | 75 | 0.0187 | 0.15 | 0.913 | 0 | 0 | 0
| 169 | 7 | 1 |  |  | 205 | 75 | 0.0187 | 0.15 | 0.913 | 0 | 0 | 0
| 170 | 7 | 1 |  |  | 205 | 75 | 0.0187 | 0.15 | 0.913 | 0 | 0 | 0
| 171 | 7 | 1 |  |  | 205 | 75 | 0.0187 | 0.15 | 0.913 | 0 | 0 | 0
| 172 | 7 | 1 |  |  | 205 | 75 | 0.0187 | 0.15 | 0.913 | 0 | 0 | 0
| 173 | 7 | 1 |  |  | 205 | 75 | 0.0187 | 0.15 | 0.913 | 0 | 0 | 0
| 174 | 7 | 1 |  |  | 205 | 75 | 0.0187 | 0.15 | 0.913 | 0 | 0 | 0
| 175 | 7 | 1 |  |  | 205 | 75 | 0.0187 | 0.15 | 0.913 | 0 | 0 | 0
| 176 | 7 | 1 |  |  | 205 | 75 | 0.0187 | 0.15 | 0.913 | 0 | 0 | 0
| 177 | 7 | 1 |  |  | 205 | 75 | 0.0187 | 0.15 | 0.913 | 0 | 0 | 0
| 178 | 7 | 1 |  |  | 205 | 75 | 0.0187 | 0.15 | 0.913 | 0 | 0 | 0
| 179 | 8 | 1 |  |  | 280 | 95 | 0.0187 | 0.15 | 0.913 | 0 | 0 | 0
| 180 | 10 | 1 |  |  | 340 | 125 | 0.0187 | 0.15 | 0.913 | 0 | 0 | 0
| 181 | 10 | 1 |  |  | 340 | 125 | 0.0187 | 0.15 | 0.913 | 0 | 0 | 0
| 182 | 10 | 1 |  |  | 340 | 125 | 0.0187 | 0.15 | 0.913 | 0 | 0 | 0
| 183 | 10 | 1 |  |  | 340 | 125 | 0.0187 | 0.15 | 0.913 | 0 | 0 | 0
| 184 | 10 | 1 |  |  | 340 | 125 | 0.0187 | 0.15 | 0.913 | 0 | 0 | 0
| 185 | 10 | 1 |  |  | 340 | 125 | 0.0187 | 0.15 | 0.913 | 0 | 0 | 0
| 186 | 10 | 1 |  |  | 340 | 125 | 0.0187 | 0.15 | 0.913 | 0 | 0 | 0
| 187 | 10 | 1 |  |  | 340 | 125 | 0.0187 | 0.15 | 0.913 | 0 | 0 | 0
| 188 | 10 | 1 |  |  | 340 | 125 | 0.0187 | 0.15 | 0.913 | 0 | 0 | 0
| 189 | 10 | 1 |  |  | 340 | 125 | 0.0187 | 0.15 | 0.913 | 0 | 0 | 0
| 190 | 10 | 1 |  |  | 340 | 125 | 0.0187 | 0.15 | 0.913 | 0 | 0 | 0
| 191 | 10 | 1 |  |  | 340 | 125 | 0.0187 | 0.15 | 0.913 | 0 | 0 | 0
| 192 | 10 | 1 |  |  | 340 | 125 | 0.0187 | 0.15 | 0.913 | 0 | 0 | 0
| 193 | 10 | 1 |  |  | 340 | 125 | 0.0187 | 0.15 | 0.913 | 0 | 0 | 0
| 194 | 10 | 1 |  |  | 340 | 125 | 0.0187 | 0.15 | 0.913 | 0 | 0 | 0
| 195 | 10 | 1 |  |  | 340 | 125 | 0.0187 | 0.15 | 0.913 | 0 | 0 | 0
| 196 | 10 | 1 |  |  | 340 | 125 | 0.0187 | 0.15 | 0.913 | 0 | 0 | 0
| 197 | 10 | 1 |  |  | 340 | 125 | 0.0187 | 0.15 | 0.913 | 0 | 0 | 0
| 198 | 10 | 1 |  |  | 340 | 125 | 0.0187 | 0.15 | 0.913 | 0 | 0 | 0
| 199 | 10 | 1 |  |  | 340 | 125 | 0.0187 | 0.15 | 0.913 | 0 | 0 | 0
| 200 | 10 | 1 |  |  | 340 | 125 | 0.0187 | 0.15 | 0.913 | 0 | 0 | 0
| 201 | 10 | 1 |  |  | 340 | 125 | 0.0187 | 0.15 | 0.913 | 0 | 0 | 0
| 202 | 10 | 1 |  |  | 340 | 125 | 0.0187 | 0.15 | 0.913 | 0 | 0 | 0
| 203 | 10 | 1 |  |  | 340 | 125 | 0.0187 | 0.15 | 0.913 | 0 | 0 | 0
| 204 | 10 | 1 |  |  | 340 | 125 | 0.0187 | 0.15 | 0.913 | 0 | 0 | 0
| 205 | 10 | 1 |  |  | 340 | 125 | 0.0187 | 0.15 | 0.913 | 0 | 0 | 0
| 206 | 10 | 1 |  |  | 340 | 125 | 0.0187 | 0.15 | 0.913 | 0 | 0 | 0
| 207 | 10 | 1 |  |  | 340 | 125 | 0.0187 | 0.15 | 0.913 | 0 | 0 | 0
| 208 | 10 | 1 |  |  | 340 | 125 | 0.0187 | 0.15 | 0.913 | 0 | 0 | 0
| 209 | 10 | 1 |  |  | 340 | 125 | 0.0187 | 0.15 | 0.913 | 0 | 0 | 0
| 210 | 10 | 1 |  |  | 340 | 125 | 0.0187 | 0.15 | 0.913 | 0 | 0 | 0
| 211 | 10 | 1 |  |  | 340 | 125 | 0.0187 | 0.15 | 0.913 | 0 | 0 | 0
| 212 | 10 | 1 |  |  | 340 | 125 | 0.0187 | 0.15 | 0.913 | 0 | 0 | 0
| 213 | 10 | 1 |  |  | 340 | 125 | 0.0187 | 0.15 | 0.913 | 0 | 0 | 0
| 214 | 10 | 1 |  |  | 340 | 125 | 0.0187 | 0.15 | 0.913 | 0 | 0 | 0
| 215 | 10 | 1 |  |  | 340 | 125 | 0.0187 | 0.15 | 0.913 | 0 | 0 | 0
| 216 | 10 | 1 |  |  | 340 | 125 | 0.0187 | 0.15 | 0.913 | 0 | 0 | 0
| 217 | 10 | 1 |  |  | 340 | 125 | 0.0187 | 0.15 | 0.913 | 0 | 0 | 0
| 218 | 10 | 1 |  |  | 340 | 125 | 0.0187 | 0.15 | 0.913 | 0 | 0 | 0
| 219 | 10 | 1 |  |  | 340 | 125 | 0.0187 | 0.15 | 0.913 | 0 | 0 | 0
| 220 | 10 | 1 |  |  | 340 | 125 | 0.0187 | 0.15 | 0.913 | 0 | 0 | 0
| 221 | 10 | 1 |  |  | 340 | 125 | 0.0187 | 0.15 | 0.913 | 0 | 0 | 0
| 222 | 10 | 1 |  |  | 340 | 125 | 0.0187 | 0.15 | 0.913 | 0 | 0 | 0
| 223 | 10 | 1 |  |  | 340 | 125 | 0.0187 | 0.15 | 0.913 | 0 | 0 | 0
| 224 | 10 | 1 |  |  | 340 | 125 | 0.0187 | 0.15 | 0.913 | 0 | 0 | 0
| 225 | 10 | 1 |  |  | 340 | 125 | 0.0187 | 0.15 | 0.913 | 0 | 0 | 0
| 226 | 10 | 1 |  |  | 340 | 125 | 0.0187 | 0.15 | 0.913 | 0 | 0 | 0
| 227 | 12 | 1 |  |  | 433 | 165 | 0.0187 | 0.15 | 0.913 | 0 | 0 | 0
| 228 | 12 | 1 |  |  | 433 | 165 | 0.0187 | 0.15 | 0.913 | 0 | 0 | 0
| 229 | 12 | 1 |  |  | 433 | 165 | 0.0187 | 0.15 | 0.913 | 0 | 0 | 0
| 230 | 12 | 1 |  |  | 433 | 165 | 0.0187 | 0.15 | 0.913 | 0 | 0 | 0
| 231 | 12 | 1 |  |  | 433 | 165 | 0.0187 | 0.15 | 0.913 | 0 | 0 | 0
| 232 | 12 | 1 |  |  | 433 | 165 | 0.0187 | 0.15 | 0.913 | 0 | 0 | 0
| 233 | 12 | 1 |  |  | 433 | 165 | 0.0187 | 0.15 | 0.913 | 0 | 0 | 0
| 234 | 12 | 1 |  |  | 433 | 165 | 0.0187 | 0.15 | 0.913 | 0 | 0 | 0
| 235 | 12 | 1 |  |  | 433 | 165 | 0.0187 | 0.15 | 0.913 | 0 | 0 | 0
| 236 | 12 | 1 |  |  | 433 | 165 | 0.0187 | 0.15 | 0.913 | 0 | 0 | 0
| 237 | 12 | 1 |  |  | 433 | 165 | 0.0187 | 0.15 | 0.913 | 0 | 0 | 0
| 238 | 12 | 1 |  |  | 433 | 165 | 0.0187 | 0.15 | 0.913 | 0 | 0 | 0
| 239 | 12 | 1 |  |  | 433 | 165 | 0.0187 | 0.15 | 0.913 | 0 | 0 | 0
| 240 | 12 | 1 |  |  | 433 | 165 | 0.0187 | 0.15 | 0.913 | 0 | 0 | 0
| 241 | 12 | 1 |  |  | 433 | 165 | 0.0187 | 0.15 | 0.913 | 0 | 0 | 0
| 242 | 12 | 1 |  |  | 433 | 165 | 0.0187 | 0.15 | 0.913 | 0 | 0 | 0
| 243 | 12 | 1 |  |  | 433 | 165 | 0.0187 | 0.15 | 0.913 | 0 | 0 | 0
| 244 | 12 | 1 |  |  | 433 | 165 | 0.0187 | 0.15 | 0.913 | 0 | 0 | 0
| 245 | 12 | 1 |  |  | 433 | 165 | 0.0187 | 0.15 | 0.913 | 0 | 0 | 0
| 246 | 13 | 1 |  |  | 580 | 220 | 0.0187 | 0.15 | 0.913 | 0 | 0 | 0
| 247 | 14 | 1 |  |  | 780 | 270 | 0.0187 | 0.15 | 0.913 | 0 | 0 | 0
| 248 | 1 | 1 |  |  | 67 | 22 | 0.0187 | 0.15 | 0.913 | 0 | 0 | 0
| 249 | 3 | 1 |  |  | 108 | 36 | 0.0187 | 0.15 | 0.913 | 0 | 0 | 0
| 250 | 3 | 1 |  |  | 108 | 36 | 0.0187 | 0.15 | 0.913 | 0 | 0 | 0
| 251 | 3 | 1 |  |  | 108 | 36 | 0.0187 | 0.15 | 0.913 | 0 | 0 | 0
| 252 | 3 | 1 |  |  | 108 | 36 | 0.0187 | 0.15 | 0.913 | 0 | 0 | 0
| 253 | 3 | 1 |  |  | 108 | 36 | 0.0187 | 0.15 | 0.913 | 0 | 0 | 0
| 254 | 3 | 1 |  |  | 108 | 36 | 0.0187 | 0.15 | 0.913 | 0 | 0 | 0
| 255 | 3 | 1 |  |  | 108 | 36 | 0.0187 | 0.15 | 0.913 | 0 | 0 | 0
| 256 | 3 | 1 |  |  | 108 | 36 | 0.0187 | 0.15 | 0.913 | 0 | 0 | 0
| 257 | 3 | 1 |  |  | 108 | 36 | 0.0187 | 0.15 | 0.913 | 0 | 0 | 0
| 258 | 3 | 1 |  |  | 108 | 36 | 0.0187 | 0.15 | 0.913 | 0 | 0 | 0
| 259 | 3 | 1 |  |  | 108 | 36 | 0.0187 | 0.15 | 0.913 | 0 | 0 | 0
| 260 | 3 | 1 |  |  | 108 | 36 | 0.0187 | 0.15 | 0.913 | 0 | 0 | 0
| 261 | 3 | 1 |  |  | 108 | 36 | 0.0187 | 0.15 | 0.913 | 0 | 0 | 0
| 262 | 4 | 1 |  |  | 148 | 49 | 0.0187 | 0.15 | 0.913 | 0 | 0 | 0
| 263 | 4 | 1 |  |  | 148 | 49 | 0.0187 | 0.15 | 0.913 | 0 | 0 | 0
| 264 | 6 | 1 |  |  | 120 | 60 | 0.0187 | 0.15 | 0.913 | 0 | 0 | 0
| 265 | 7 | 1 |  |  | 205 | 75 | 0.0187 | 0.15 | 0.913 | 0 | 0 | 0
| 266 | 7 | 1 |  |  | 205 | 75 | 0.0187 | 0.15 | 0.913 | 0 | 0 | 0
| 267 | 7 | 1 |  |  | 205 | 75 | 0.0187 | 0.15 | 0.913 | 0 | 0 | 0
| 268 | 7 | 1 |  |  | 205 | 75 | 0.0187 | 0.15 | 0.913 | 0 | 0 | 0
| 269 | 7 | 1 |  |  | 205 | 75 | 0.0187 | 0.15 | 0.913 | 0 | 0 | 0
| 270 | 7 | 1 |  |  | 205 | 75 | 0.0187 | 0.15 | 0.913 | 0 | 0 | 0
| 271 | 7 | 1 |  |  | 205 | 75 | 0.0187 | 0.15 | 0.913 | 0 | 0 | 0
| 272 | 7 | 1 |  |  | 205 | 75 | 0.0187 | 0.15 | 0.913 | 0 | 0 | 0
| 273 | 7 | 1 |  |  | 205 | 75 | 0.0187 | 0.15 | 0.913 | 0 | 0 | 0
| 274 | 7 | 1 |  |  | 205 | 75 | 0.0187 | 0.15 | 0.913 | 0 | 0 | 0
| 275 | 7 | 1 |  |  | 205 | 75 | 0.0187 | 0.15 | 0.913 | 0 | 0 | 0
| 276 | 7 | 1 |  |  | 205 | 75 | 0.0187 | 0.15 | 0.913 | 0 | 0 | 0
| 277 | 7 | 1 |  |  | 205 | 75 | 0.0187 | 0.15 | 0.913 | 0 | 0 | 0
| 278 | 7 | 1 |  |  | 205 | 75 | 0.0187 | 0.15 | 0.913 | 0 | 0 | 0
| 279 | 7 | 1 |  |  | 205 | 75 | 0.0187 | 0.15 | 0.913 | 0 | 0 | 0
| 280 | 7 | 1 |  |  | 205 | 75 | 0.0187 | 0.15 | 0.913 | 0 | 0 | 0
| 281 | 7 | 1 |  |  | 205 | 75 | 0.0187 | 0.15 | 0.913 | 0 | 0 | 0
| 282 | 8 | 1 |  |  | 280 | 95 | 0.0187 | 0.15 | 0.913 | 0 | 0 | 0
| 283 | 8 | 1 |  |  | 280 | 95 | 0.0187 | 0.15 | 0.913 | 0 | 0 | 0
| 284 | 9 | 1 |  |  | 295 | 108 | 0.0187 | 0.15 | 0.913 | 0 | 0 | 0
| 285 | 10 | 1 |  |  | 340 | 125 | 0.0187 | 0.15 | 0.913 | 0 | 0 | 0
| 286 | 10 | 1 |  |  | 340 | 125 | 0.0187 | 0.15 | 0.913 | 0 | 0 | 0
| 287 | 10 | 1 |  |  | 340 | 125 | 0.0187 | 0.15 | 0.913 | 0 | 0 | 0
| 288 | 10 | 1 |  |  | 340 | 125 | 0.0187 | 0.15 | 0.913 | 0 | 0 | 0
| 289 | 10 | 1 |  |  | 340 | 125 | 0.0187 | 0.15 | 0.913 | 0 | 0 | 0
| 290 | 10 | 1 |  |  | 340 | 125 | 0.0187 | 0.15 | 0.913 | 0 | 0 | 0
| 291 | 10 | 1 |  |  | 340 | 125 | 0.0187 | 0.15 | 0.913 | 0 | 0 | 0
| 292 | 10 | 1 |  |  | 340 | 125 | 0.0187 | 0.15 | 0.913 | 0 | 0 | 0
| 293 | 10 | 1 |  |  | 340 | 125 | 0.0187 | 0.15 | 0.913 | 0 | 0 | 0
| 294 | 10 | 1 |  |  | 340 | 125 | 0.0187 | 0.15 | 0.913 | 0 | 0 | 0
| 295 | 10 | 1 |  |  | 340 | 125 | 0.0187 | 0.15 | 0.913 | 0 | 0 | 0
| 296 | 10 | 1 |  |  | 340 | 125 | 0.0187 | 0.15 | 0.913 | 0 | 0 | 0
| 297 | 10 | 1 |  |  | 340 | 125 | 0.0187 | 0.15 | 0.913 | 0 | 0 | 0
| 298 | 10 | 1 |  |  | 340 | 125 | 0.0187 | 0.15 | 0.913 | 0 | 0 | 0
| 299 | 10 | 1 |  |  | 340 | 125 | 0.0187 | 0.15 | 0.913 | 0 | 0 | 0
| 300 | 10 | 1 |  |  | 340 | 125 | 0.0187 | 0.15 | 0.913 | 0 | 0 | 0
| 301 | 10 | 1 |  |  | 340 | 125 | 0.0187 | 0.15 | 0.913 | 0 | 0 | 0
| 302 | 10 | 1 |  |  | 340 | 125 | 0.0187 | 0.15 | 0.913 | 0 | 0 | 0
| 303 | 10 | 1 |  |  | 340 | 125 | 0.0187 | 0.15 | 0.913 | 0 | 0 | 0
| 304 | 10 | 1 |  |  | 340 | 125 | 0.0187 | 0.15 | 0.913 | 0 | 0 | 0
| 305 | 10 | 1 |  |  | 340 | 125 | 0.0187 | 0.15 | 0.913 | 0 | 0 | 0
| 306 | 10 | 1 |  |  | 340 | 125 | 0.0187 | 0.15 | 0.913 | 0 | 0 | 0
| 307 | 10 | 1 |  |  | 340 | 125 | 0.0187 | 0.15 | 0.913 | 0 | 0 | 0
| 308 | 10 | 1 |  |  | 340 | 125 | 0.0187 | 0.15 | 0.913 | 0 | 0 | 0
| 309 | 10 | 1 |  |  | 340 | 125 | 0.0187 | 0.15 | 0.913 | 0 | 0 | 0
| 310 | 12 | 1 |  |  | 433 | 165 | 0.0187 | 0.15 | 0.913 | 0 | 0 | 0
| 311 | 12 | 1 |  |  | 433 | 165 | 0.0187 | 0.15 | 0.913 | 0 | 0 | 0
| 312 | 12 | 1 |  |  | 433 | 165 | 0.0187 | 0.15 | 0.913 | 0 | 0 | 0
| 313 | 12 | 1 |  |  | 433 | 165 | 0.0187 | 0.15 | 0.913 | 0 | 0 | 0
| 314 | 12 | 1 |  |  | 433 | 165 | 0.0187 | 0.15 | 0.913 | 0 | 0 | 0
| 315 | 12 | 1 |  |  | 433 | 165 | 0.0187 | 0.15 | 0.913 | 0 | 0 | 0
| 316 | 12 | 1 |  |  | 433 | 165 | 0.0187 | 0.15 | 0.913 | 0 | 0 | 0
| 317 | 12 | 1 |  |  | 433 | 165 | 0.0187 | 0.15 | 0.913 | 0 | 0 | 0
| 318 | 12 | 1 |  |  | 433 | 165 | 0.0187 | 0.15 | 0.913 | 0 | 0 | 0
| 319 | 12 | 1 |  |  | 433 | 165 | 0.0187 | 0.15 | 0.913 | 0 | 0 | 0
| 320 | 12 | 1 |  |  | 433 | 165 | 0.0187 | 0.15 | 0.913 | 0 | 0 | 0
| 321 | 12 | 1 |  |  | 433 | 165 | 0.0187 | 0.15 | 0.913 | 0 | 0 | 0
| 322 | 12 | 1 |  |  | 433 | 165 | 0.0187 | 0.15 | 0.913 | 0 | 0 | 0
| 323 | 12 | 1 |  |  | 433 | 165 | 0.0187 | 0.15 | 0.913 | 0 | 0 | 0
| 324 | 12 | 1 |  |  | 433 | 165 | 0.0187 | 0.15 | 0.913 | 0 | 0 | 0
| 325 | 12 | 1 |  |  | 433 | 165 | 0.0187 | 0.15 | 0.913 | 0 | 0 | 0
| 326 | 12 | 1 |  |  | 433 | 165 | 0.0187 | 0.15 | 0.913 | 0 | 0 | 0
| 327 | 12 | 1 |  |  | 433 | 165 | 0.0187 | 0.15 | 0.913 | 0 | 0 | 0
| 328 | 12 | 1 |  |  | 433 | 165 | 0.0187 | 0.15 | 0.913 | 0 | 0 | 0
| 329 | 12 | 1 |  |  | 433 | 165 | 0.0187 | 0.15 | 0.913 | 0 | 0 | 0
| 330 | 12 | 1 |  |  | 433 | 165 | 0.0187 | 0.15 | 0.913 | 0 | 0 | 0
| 331 | 13 | 1 |  |  | 580 | 220 | 0.0187 | 0.15 | 0.913 | 0 | 0 | 0
| 332 | 11 | 1 |  |  | 385 | 145 | 0.0187 | 0.15 | 0.913 | 0 | 0 | 0
| 333 | 15 | 1 |  |  | 108 | 36 | 0.0187 | 0.15 | 0.913 | 0 | 0 | 0
| 334 | 15 | 1 |  |  | 108 | 36 | 0.0187 | 0.15 | 0.913 | 0 | 0 | 0
| 335 | 15 | 1 |  |  | 108 | 36 | 0.0187 | 0.15 | 0.913 | 0 | 0 | 0
| 336 | 15 | 1 |  |  | 108 | 36 | 0.0187 | 0.15 | 0.913 | 0 | 0 | 0
| 337 | 15 | 1 |  |  | 108 | 36 | 0.0187 | 0.15 | 0.913 | 0 | 0 | 0
| 338 | 15 | 1 |  |  | 108 | 36 | 0.0187 | 0.15 | 0.913 | 0 | 0 | 0
| 339 | 15 | 1 |  |  | 108 | 36 | 0.0187 | 0.15 | 0.913 | 0 | 0 | 0
| 340 | 15 | 1 |  |  | 108 | 36 | 0.0187 | 0.15 | 0.913 | 0 | 0 | 0
| 341 | 15 | 1 |  |  | 108 | 36 | 0.0187 | 0.15 | 0.913 | 0 | 0 | 0
| 342 | 5 | 2 |  |  | 192 | 64 | 0.0187 | 0.15 | 0.913 | 0 | 0 | 0
| 343 | 5 | 2 |  |  | 192 | 64 | 0.0187 | 0.15 | 0.913 | 0 | 0 | 0
| 344 | 5 | 2 |  |  | 192 | 64 | 0.0187 | 0.15 | 0.913 | 0 | 0 | 0
| 345 | 5 | 2 |  |  | 192 | 64 | 0.0187 | 0.15 | 0.913 | 0 | 0 | 0
| 346 | 5 | 2 |  |  | 192 | 64 | 0.0187 | 0.15 | 0.913 | 0 | 0 | 0
| 347 | 5 | 2 |  |  | 192 | 64 | 0.0187 | 0.15 | 0.913 | 0 | 0 | 0
| 348 | 5 | 2 |  |  | 192 | 64 | 0.0187 | 0.15 | 0.913 | 0 | 0 | 0
| 349 | 5 | 2 |  |  | 192 | 64 | 0.0187 | 0.15 | 0.913 | 0 | 0 | 0
| 350 | 5 | 2 |  |  | 192 | 64 | 0.0187 | 0.15 | 0.913 | 0 | 0 | 0
| 351 | 5 | 2 |  |  | 192 | 64 | 0.0187 | 0.15 | 0.913 | 0 | 0 | 0
| 352 | 5 | 2 |  |  | 192 | 64 | 0.0187 | 0.15 | 0.913 | 0 | 0 | 0
| 353 | 5 | 2 |  |  | 192 | 64 | 0.0187 | 0.15 | 0.913 | 0 | 0 | 0
| 354 | 5 | 2 |  |  | 192 | 64 | 0.0187 | 0.15 | 0.913 | 0 | 0 | 0
| 355 | 5 | 2 |  |  | 192 | 64 | 0.0187 | 0.15 | 0.913 | 0 | 0 | 0
| 356 | 5 | 2 |  |  | 192 | 64 | 0.0187 | 0.15 | 0.913 | 0 | 0 | 0
| 357 | 5 | 2 |  |  | 192 | 64 | 0.0187 | 0.15 | 0.913 | 0 | 0 | 0
| 358 | 5 | 2 |  |  | 192 | 64 | 0.0187 | 0.15 | 0.913 | 0 | 0 | 0
| 359 | 5 | 2 |  |  | 192 | 64 | 0.0187 | 0.15 | 0.913 | 0 | 0 | 0
| 360 | 5 | 2 |  |  | 192 | 64 | 0.0187 | 0.15 | 0.913 | 0 | 0 | 0
| 361 | 5 | 2 |  |  | 192 | 64 | 0.0187 | 0.15 | 0.913 | 0 | 0 | 0
| 362 | 5 | 2 |  |  | 192 | 64 | 0.0187 | 0.15 | 0.913 | 0 | 0 | 0
| 363 | 5 | 2 |  |  | 192 | 64 | 0.0187 | 0.15 | 0.913 | 0 | 0 | 0
| 364 | 5 | 2 |  |  | 192 | 64 | 0.0187 | 0.15 | 0.913 | 0 | 0 | 0
| 365 | 5 | 2 |  |  | 192 | 64 | 0.0187 | 0.15 | 0.913 | 0 | 0 | 0
| 366 | 5 | 2 |  |  | 192 | 64 | 0.0187 | 0.15 | 0.913 | 0 | 0 | 0
| 367 | 5 | 2 |  |  | 192 | 64 | 0.0187 | 0.15 | 0.913 | 0 | 0 | 0
| 368 | 5 | 2 |  |  | 192 | 64 | 0.0187 | 0.15 | 0.913 | 0 | 0 | 0
| 369 | 5 | 2 |  |  | 192 | 64 | 0.0187 | 0.15 | 0.913 | 0 | 0 | 0
| 370 | 5 | 2 |  |  | 192 | 64 | 0.0187 | 0.15 | 0.913 | 0 | 0 | 0
| 371 | 5 | 2 |  |  | 192 | 64 | 0.0187 | 0.15 | 0.913 | 0 | 0 | 0
| 372 | 5 | 2 |  |  | 192 | 64 | 0.0187 | 0.15 | 0.913 | 0 | 0 | 0
| 373 | 5 | 2 |  |  | 192 | 64 | 0.0187 | 0.15 | 0.913 | 0 | 0 | 0
| 374 | 2 | 2 |  |  | 92 | 31 | 0.0187 | 0.15 | 0.913 | 0 | 0 | 0
| 375 | 2 | 2 |  |  | 92 | 31 | 0.0187 | 0.15 | 0.913 | 0 | 0 | 0
| 376 | 2 | 2 |  |  | 92 | 31 | 0.0187 | 0.15 | 0.913 | 0 | 0 | 0
| 377 | 2 | 2 |  |  | 92 | 31 | 0.0187 | 0.15 | 0.913 | 0 | 0 | 0
| 378 | 2 | 2 |  |  | 92 | 31 | 0.0187 | 0.15 | 0.913 | 0 | 0 | 0
| 379 | 2 | 2 |  |  | 92 | 31 | 0.0187 | 0.15 | 0.913 | 0 | 0 | 0
| 380 | 2 | 2 |  |  | 92 | 31 | 0.0187 | 0.15 | 0.913 | 0 | 0 | 0
| 381 | 2 | 2 |  |  | 92 | 31 | 0.0187 | 0.15 | 0.913 | 0 | 0 | 0
| 382 | 2 | 2 |  |  | 92 | 31 | 0.0187 | 0.15 | 0.913 | 0 | 0 | 0
| 383 | 2 | 2 |  |  | 92 | 31 | 0.0187 | 0.15 | 0.913 | 0 | 0 | 0
| 384 | 2 | 2 |  |  | 92 | 31 | 0.0187 | 0.15 | 0.913 | 0 | 0 | 0
| 385 | 2 | 2 |  |  | 92 | 31 | 0.0187 | 0.15 | 0.913 | 0 | 0 | 0
| 386 | 3 | 2 |  |  | 108 | 36 | 0.0187 | 0.15 | 0.913 | 0 | 0 | 0
| 387 | 3 | 2 |  |  | 108 | 36 | 0.0187 | 0.15 | 0.913 | 0 | 0 | 0
| 388 | 3 | 2 |  |  | 108 | 36 | 0.0187 | 0.15 | 0.913 | 0 | 0 | 0
| 389 | 3 | 2 |  |  | 108 | 36 | 0.0187 | 0.15 | 0.913 | 0 | 0 | 0
| 390 | 3 | 2 |  |  | 108 | 36 | 0.0187 | 0.15 | 0.913 | 0 | 0 | 0
| 391 | 3 | 2 |  |  | 108 | 36 | 0.0187 | 0.15 | 0.913 | 0 | 0 | 0
| 392 | 3 | 2 |  |  | 108 | 36 | 0.0187 | 0.15 | 0.913 | 0 | 0 | 0
| 393 | 3 | 2 |  |  | 108 | 36 | 0.0187 | 0.15 | 0.913 | 0 | 0 | 0
| 394 | 3 | 2 |  |  | 108 | 36 | 0.0187 | 0.15 | 0.913 | 0 | 0 | 0
| 395 | 3 | 2 |  |  | 108 | 36 | 0.0187 | 0.15 | 0.913 | 0 | 0 | 0
| 396 | 3 | 2 |  |  | 108 | 36 | 0.0187 | 0.15 | 0.913 | 0 | 0 | 0
| 397 | 3 | 2 |  |  | 108 | 36 | 0.0187 | 0.15 | 0.913 | 0 | 0 | 0
| 398 | 3 | 2 |  |  | 108 | 36 | 0.0187 | 0.15 | 0.913 | 0 | 0 | 0
| 399 | 3 | 2 |  |  | 108 | 36 | 0.0187 | 0.15 | 0.913 | 0 | 0 | 0
| 400 | 3 | 2 |  |  | 108 | 36 | 0.0187 | 0.15 | 0.913 | 0 | 0 | 0
| 401 | 3 | 2 |  |  | 108 | 36 | 0.0187 | 0.15 | 0.913 | 0 | 0 | 0
| 402 | 3 | 2 |  |  | 108 | 36 | 0.0187 | 0.15 | 0.913 | 0 | 0 | 0
| 403 | 3 | 2 |  |  | 108 | 36 | 0.0187 | 0.15 | 0.913 | 0 | 0 | 0
| 404 | 3 | 2 |  |  | 108 | 36 | 0.0187 | 0.15 | 0.913 | 0 | 0 | 0
| 405 | 3 | 2 |  |  | 108 | 36 | 0.0187 | 0.15 | 0.913 | 0 | 0 | 0
| 406 | 3 | 2 |  |  | 108 | 36 | 0.0187 | 0.15 | 0.913 | 0 | 0 | 0
| 407 | 3 | 2 |  |  | 108 | 36 | 0.0187 | 0.15 | 0.913 | 0 | 0 | 0
| 408 | 3 | 2 |  |  | 108 | 36 | 0.0187 | 0.15 | 0.913 | 0 | 0 | 0
| 409 | 3 | 2 |  |  | 108 | 36 | 0.0187 | 0.15 | 0.913 | 0 | 0 | 0
| 410 | 3 | 2 |  |  | 108 | 36 | 0.0187 | 0.15 | 0.913 | 0 | 0 | 0
| 411 | 3 | 2 |  |  | 108 | 36 | 0.0187 | 0.15 | 0.913 | 0 | 0 | 0
| 412 | 3 | 2 |  |  | 108 | 36 | 0.0187 | 0.15 | 0.913 | 0 | 0 | 0
| 413 | 3 | 2 |  |  | 108 | 36 | 0.0187 | 0.15 | 0.913 | 0 | 0 | 0
| 414 | 4 | 2 |  |  | 148 | 49 | 0.0187 | 0.15 | 0.913 | 0 | 0 | 0
| 415 | 4 | 2 |  |  | 148 | 49 | 0.0187 | 0.15 | 0.913 | 0 | 0 | 0
| 416 | 4 | 2 |  |  | 148 | 49 | 0.0187 | 0.15 | 0.913 | 0 | 0 | 0
| 417 | 4 | 2 |  |  | 148 | 49 | 0.0187 | 0.15 | 0.913 | 0 | 0 | 0
| 418 | 4 | 2 |  |  | 148 | 49 | 0.0187 | 0.15 | 0.913 | 0 | 0 | 0
| 419 | 4 | 2 |  |  | 148 | 49 | 0.0187 | 0.15 | 0.913 | 0 | 0 | 0
| 420 | 4 | 2 |  |  | 148 | 49 | 0.0187 | 0.15 | 0.913 | 0 | 0 | 0
| 421 | 4 | 2 |  |  | 148 | 49 | 0.0187 | 0.15 | 0.913 | 0 | 0 | 0
| 422 | 4 | 2 |  |  | 148 | 49 | 0.0187 | 0.15 | 0.913 | 0 | 0 | 0
| 423 | 4 | 2 |  |  | 148 | 49 | 0.0187 | 0.15 | 0.913 | 0 | 0 | 0
| 424 | 4 | 2 |  |  | 148 | 49 | 0.0187 | 0.15 | 0.913 | 0 | 0 | 0
| 425 | 4 | 2 |  |  | 148 | 49 | 0.0187 | 0.15 | 0.913 | 0 | 0 | 0
| 426 | 4 | 2 |  |  | 148 | 49 | 0.0187 | 0.15 | 0.913 | 0 | 0 | 0
| 427 | 4 | 2 |  |  | 148 | 49 | 0.0187 | 0.15 | 0.913 | 0 | 0 | 0
| 428 | 4 | 2 |  |  | 148 | 49 | 0.0187 | 0.15 | 0.913 | 0 | 0 | 0
| 429 | 4 | 2 |  |  | 148 | 49 | 0.0187 | 0.15 | 0.913 | 0 | 0 | 0
| 430 | 4 | 2 |  |  | 148 | 49 | 0.0187 | 0.15 | 0.913 | 0 | 0 | 0
| 431 | 4 | 2 |  |  | 148 | 49 | 0.0187 | 0.15 | 0.913 | 0 | 0 | 0
| 432 | 4 | 2 |  |  | 148 | 49 | 0.0187 | 0.15 | 0.913 | 0 | 0 | 0
| 433 | 4 | 2 |  |  | 148 | 49 | 0.0187 | 0.15 | 0.913 | 0 | 0 | 0
| 434 | 4 | 2 |  |  | 148 | 49 | 0.0187 | 0.15 | 0.913 | 0 | 0 | 0
| 435 | 4 | 2 |  |  | 148 | 49 | 0.0187 | 0.15 | 0.913 | 0 | 0 | 0
| 436 | 4 | 2 |  |  | 148 | 49 | 0.0187 | 0.15 | 0.913 | 0 | 0 | 0
| 437 | 4 | 2 |  |  | 148 | 49 | 0.0187 | 0.15 | 0.913 | 0 | 0 | 0
| 438 | 4 | 2 |  |  | 148 | 49 | 0.0187 | 0.15 | 0.913 | 0 | 0 | 0
| 439 | 4 | 2 |  |  | 148 | 49 | 0.0187 | 0.15 | 0.913 | 0 | 0 | 0
| 440 | 4 | 2 |  |  | 148 | 49 | 0.0187 | 0.15 | 0.913 | 0 | 0 | 0
| 441 | 4 | 2 |  |  | 148 | 49 | 0.0187 | 0.15 | 0.913 | 0 | 0 | 0
| 442 | 4 | 2 |  |  | 148 | 49 | 0.0187 | 0.15 | 0.913 | 0 | 0 | 0
| 443 | 4 | 2 |  |  | 148 | 49 | 0.0187 | 0.15 | 0.913 | 0 | 0 | 0
| 444 | 4 | 2 |  |  | 148 | 49 | 0.0187 | 0.15 | 0.913 | 0 | 0 | 0
| 445 | 4 | 2 |  |  | 148 | 49 | 0.0187 | 0.15 | 0.913 | 0 | 0 | 0
| 446 | 4 | 2 |  |  | 148 | 49 | 0.0187 | 0.15 | 0.913 | 0 | 0 | 0
| 447 | 4 | 2 |  |  | 148 | 49 | 0.0187 | 0.15 | 0.913 | 0 | 0 | 0
| 448 | 4 | 2 |  |  | 148 | 49 | 0.0187 | 0.15 | 0.913 | 0 | 0 | 0
| 449 | 4 | 2 |  |  | 148 | 49 | 0.0187 | 0.15 | 0.913 | 0 | 0 | 0
| 450 | 4 | 2 |  |  | 148 | 49 | 0.0187 | 0.15 | 0.913 | 0 | 0 | 0
| 451 | 4 | 2 |  |  | 148 | 49 | 0.0187 | 0.15 | 0.913 | 0 | 0 | 0
| 452 | 4 | 2 |  |  | 148 | 49 | 0.0187 | 0.15 | 0.913 | 0 | 0 | 0
| 453 | 4 | 2 |  |  | 148 | 49 | 0.0187 | 0.15 | 0.913 | 0 | 0 | 0
| 454 | 4 | 2 |  |  | 148 | 49 | 0.0187 | 0.15 | 0.913 | 0 | 0 | 0
| 455 | 4 | 2 |  |  | 148 | 49 | 0.0187 | 0.15 | 0.913 | 0 | 0 | 0
| 456 | 4 | 2 |  |  | 148 | 49 | 0.0187 | 0.15 | 0.913 | 0 | 0 | 0
| 457 | 4 | 2 |  |  | 148 | 49 | 0.0187 | 0.15 | 0.913 | 0 | 0 | 0
| 458 | 4 | 2 |  |  | 148 | 49 | 0.0187 | 0.15 | 0.913 | 0 | 0 | 0
| 459 | 4 | 2 |  |  | 148 | 49 | 0.0187 | 0.15 | 0.913 | 0 | 0 | 0
| 460 | 4 | 2 |  |  | 148 | 49 | 0.0187 | 0.15 | 0.913 | 0 | 0 | 0
| 461 | 4 | 2 |  |  | 148 | 49 | 0.0187 | 0.15 | 0.913 | 0 | 0 | 0
| 462 | 4 | 2 |  |  | 148 | 49 | 0.0187 | 0.15 | 0.913 | 0 | 0 | 0
| 463 | 4 | 2 |  |  | 148 | 49 | 0.0187 | 0.15 | 0.913 | 0 | 0 | 0
| 464 | 4 | 2 |  |  | 148 | 49 | 0.0187 | 0.15 | 0.913 | 0 | 0 | 0
| 465 | 4 | 2 |  |  | 148 | 49 | 0.0187 | 0.15 | 0.913 | 0 | 0 | 0
| 466 | 4 | 2 |  |  | 148 | 49 | 0.0187 | 0.15 | 0.913 | 0 | 0 | 0
| 467 | 4 | 2 |  |  | 148 | 49 | 0.0187 | 0.15 | 0.913 | 0 | 0 | 0
| 468 | 4 | 2 |  |  | 148 | 49 | 0.0187 | 0.15 | 0.913 | 0 | 0 | 0
| 469 | 4 | 2 |  |  | 148 | 49 | 0.0187 | 0.15 | 0.913 | 0 | 0 | 0
| 470 | 4 | 2 |  |  | 148 | 49 | 0.0187 | 0.15 | 0.913 | 0 | 0 | 0
| 471 | 4 | 2 |  |  | 148 | 49 | 0.0187 | 0.15 | 0.913 | 0 | 0 | 0
| 472 | 4 | 2 |  |  | 148 | 49 | 0.0187 | 0.15 | 0.913 | 0 | 0 | 0
| 473 | 4 | 2 |  |  | 148 | 49 | 0.0187 | 0.15 | 0.913 | 0 | 0 | 0
| 474 | 4 | 2 |  |  | 148 | 49 | 0.0187 | 0.15 | 0.913 | 0 | 0 | 0
| 475 | 4 | 2 |  |  | 148 | 49 | 0.0187 | 0.15 | 0.913 | 0 | 0 | 0
| 476 | 4 | 2 |  |  | 148 | 49 | 0.0187 | 0.15 | 0.913 | 0 | 0 | 0
| 477 | 4 | 2 |  |  | 148 | 49 | 0.0187 | 0.15 | 0.913 | 0 | 0 | 0
| 478 | 4 | 2 |  |  | 148 | 49 | 0.0187 | 0.15 | 0.913 | 0 | 0 | 0
| 479 | 4 | 2 |  |  | 148 | 49 | 0.0187 | 0.15 | 0.913 | 0 | 0 | 0
| 480 | 4 | 2 |  |  | 148 | 49 | 0.0187 | 0.15 | 0.913 | 0 | 0 | 0
| 481 | 4 | 2 |  |  | 148 | 49 | 0.0187 | 0.15 | 0.913 | 0 | 0 | 0
| 482 | 4 | 2 |  |  | 148 | 49 | 0.0187 | 0.15 | 0.913 | 0 | 0 | 0
| 483 | 4 | 2 |  |  | 148 | 49 | 0.0187 | 0.15 | 0.913 | 0 | 0 | 0
| 484 | 4 | 2 |  |  | 148 | 49 | 0.0187 | 0.15 | 0.913 | 0 | 0 | 0
| 485 | 4 | 2 |  |  | 148 | 49 | 0.0187 | 0.15 | 0.913 | 0 | 0 | 0
| 486 | 4 | 2 |  |  | 148 | 49 | 0.0187 | 0.15 | 0.913 | 0 | 0 | 0
| 487 | 4 | 2 |  |  | 148 | 49 | 0.0187 | 0.15 | 0.913 | 0 | 0 | 0
| 488 | 4 | 2 |  |  | 148 | 49 | 0.0187 | 0.15 | 0.913 | 0 | 0 | 0
| 489 | 4 | 2 |  |  | 148 | 49 | 0.0187 | 0.15 | 0.913 | 0 | 0 | 0
| 490 | 10 | 2 |  |  | 340 | 125 | 0.0187 | 0.15 | 0.913 | 0 | 0 | 0
| 491 | 10 | 2 |  |  | 340 | 125 | 0.0187 | 0.15 | 0.913 | 0 | 0 | 0
| 492 | 10 | 2 |  |  | 340 | 125 | 0.0187 | 0.15 | 0.913 | 0 | 0 | 0
| 493 | 10 | 2 |  |  | 340 | 125 | 0.0187 | 0.15 | 0.913 | 0 | 0 | 0
| 494 | 10 | 2 |  |  | 340 | 125 | 0.0187 | 0.15 | 0.913 | 0 | 0 | 0
| 495 | 10 | 2 |  |  | 340 | 125 | 0.0187 | 0.15 | 0.913 | 0 | 0 | 0
| 496 | 10 | 2 |  |  | 340 | 125 | 0.0187 | 0.15 | 0.913 | 0 | 0 | 0
| 497 | 10 | 2 |  |  | 340 | 125 | 0.0187 | 0.15 | 0.913 | 0 | 0 | 0
| 498 | 10 | 2 |  |  | 340 | 125 | 0.0187 | 0.15 | 0.913 | 0 | 0 | 0
| 499 | 11 | 2 |  |  | 385 | 145 | 0.0187 | 0.15 | 0.913 | 0 | 0 | 0
| 500 | 11 | 2 |  |  | 385 | 145 | 0.0187 | 0.15 | 0.913 | 0 | 0 | 0
| 501 | 11 | 2 |  |  | 385 | 145 | 0.0187 | 0.15 | 0.913 | 0 | 0 | 0
| 502 | 11 | 2 |  |  | 385 | 145 | 0.0187 | 0.15 | 0.913 | 0 | 0 | 0
| 503 | 11 | 2 |  |  | 385 | 145 | 0.0187 | 0.15 | 0.913 | 0 | 0 | 0
| 504 | 11 | 2 |  |  | 385 | 145 | 0.0187 | 0.15 | 0.913 | 0 | 0 | 0
| 505 | 11 | 2 |  |  | 385 | 145 | 0.0187 | 0.15 | 0.913 | 0 | 0 | 0
| 506 | 11 | 2 |  |  | 385 | 145 | 0.0187 | 0.15 | 0.913 | 0 | 0 | 0
| 507 | 11 | 2 |  |  | 385 | 145 | 0.0187 | 0.15 | 0.913 | 0 | 0 | 0
| 508 | 11 | 2 |  |  | 385 | 145 | 0.0187 | 0.15 | 0.913 | 0 | 0 | 0
| 509 | 11 | 2 |  |  | 385 | 145 | 0.0187 | 0.15 | 0.913 | 0 | 0 | 0
| 510 | 11 | 2 |  |  | 385 | 145 | 0.0187 | 0.15 | 0.913 | 0 | 0 | 0
| 511 | 11 | 2 |  |  | 385 | 145 | 0.0187 | 0.15 | 0.913 | 0 | 0 | 0
| 512 | 11 | 2 |  |  | 385 | 145 | 0.0187 | 0.15 | 0.913 | 0 | 0 | 0
| 513 | 12 | 2 |  |  | 433 | 165 | 0.0187 | 0.15 | 0.913 | 0 | 0 | 0
| 514 | 12 | 2 |  |  | 433 | 165 | 0.0187 | 0.15 | 0.913 | 0 | 0 | 0
| 515 | 12 | 2 |  |  | 433 | 165 | 0.0187 | 0.15 | 0.913 | 0 | 0 | 0
| 516 | 12 | 2 |  |  | 433 | 165 | 0.0187 | 0.15 | 0.913 | 0 | 0 | 0
| 517 | 12 | 2 |  |  | 433 | 165 | 0.0187 | 0.15 | 0.913 | 0 | 0 | 0
| 518 | 12 | 2 |  |  | 433 | 165 | 0.0187 | 0.15 | 0.913 | 0 | 0 | 0
| 519 | 12 | 2 |  |  | 433 | 165 | 0.0187 | 0.15 | 0.913 | 0 | 0 | 0
| 520 | 12 | 2 |  |  | 433 | 165 | 0.0187 | 0.15 | 0.913 | 0 | 0 | 0
| 521 | 12 | 2 |  |  | 433 | 165 | 0.0187 | 0.15 | 0.913 | 0 | 0 | 0
| 522 | 12 | 2 |  |  | 433 | 165 | 0.0187 | 0.15 | 0.913 | 0 | 0 | 0
| 523 | 12 | 2 |  |  | 433 | 165 | 0.0187 | 0.15 | 0.913 | 0 | 0 | 0
| 524 | 12 | 2 |  |  | 433 | 165 | 0.0187 | 0.15 | 0.913 | 0 | 0 | 0
| 525 | 12 | 2 |  |  | 433 | 165 | 0.0187 | 0.15 | 0.913 | 0 | 0 | 0
| 526 | 12 | 2 |  |  | 433 | 165 | 0.0187 | 0.15 | 0.913 | 0 | 0 | 0
| 527 | 12 | 2 |  |  | 433 | 165 | 0.0187 | 0.15 | 0.913 | 0 | 0 | 0
| 528 | 12 | 2 |  |  | 433 | 165 | 0.0187 | 0.15 | 0.913 | 0 | 0 | 0
| 529 | 12 | 2 |  |  | 433 | 165 | 0.0187 | 0.15 | 0.913 | 0 | 0 | 0
| 530 | 12 | 2 |  |  | 433 | 165 | 0.0187 | 0.15 | 0.913 | 0 | 0 | 0
| 531 | 13 | 2 |  |  | 580 | 220 | 0.0187 | 0.15 | 0.913 | 0 | 0 | 0
| 532 | 13 | 2 |  |  | 580 | 220 | 0.0187 | 0.15 | 0.913 | 0 | 0 | 0
| 533 | 13 | 2 |  |  | 580 | 220 | 0.0187 | 0.15 | 0.913 | 0 | 0 | 0
| 534 | 13 | 2 |  |  | 580 | 220 | 0.0187 | 0.15 | 0.913 | 0 | 0 | 0
| 535 | 13 | 2 |  |  | 580 | 220 | 0.0187 | 0.15 | 0.913 | 0 | 0 | 0
| 536 | 13 | 2 |  |  | 580 | 220 | 0.0187 | 0.15 | 0.913 | 0 | 0 | 0
| 537 | 13 | 2 |  |  | 580 | 220 | 0.0187 | 0.15 | 0.913 | 0 | 0 | 0
| 538 | 13 | 2 |  |  | 580 | 220 | 0.0187 | 0.15 | 0.913 | 0 | 0 | 0
| 539 | 13 | 2 |  |  | 580 | 220 | 0.0187 | 0.15 | 0.913 | 0 | 0 | 0
| 540 | 13 | 2 |  |  | 580 | 220 | 0.0187 | 0.15 | 0.913 | 0 | 0 | 0
| 541 | 13 | 2 |  |  | 580 | 220 | 0.0187 | 0.15 | 0.913 | 0 | 0 | 0
| 542 | 13 | 2 |  |  | 580 | 220 | 0.0187 | 0.15 | 0.913 | 0 | 0 | 0
| 543 | 13 | 2 |  |  | 580 | 220 | 0.0187 | 0.15 | 0.913 | 0 | 0 | 0
| 544 | 14 | 2 |  |  | 780 | 270 | 0.0187 | 0.15 | 0.913 | 0 | 0 | 0
| 545 | 14 | 2 |  |  | 780 | 270 | 0.0187 | 0.15 | 0.913 | 0 | 0 | 0
| 546 | 14 | 2 |  |  | 780 | 270 | 0.0187 | 0.15 | 0.913 | 0 | 0 | 0
| 547 | 14 | 2 |  |  | 780 | 270 | 0.0187 | 0.15 | 0.913 | 0 | 0 | 0
| 548 | 14 | 2 |  |  | 780 | 270 | 0.0187 | 0.15 | 0.913 | 0 | 0 | 0
| 549 | 5 | 2 |  |  | 192 | 64 | 0.0187 | 0.15 | 0.913 | 0 | 0 | 0
| 550 | 5 | 2 |  |  | 192 | 64 | 0.0187 | 0.15 | 0.913 | 0 | 0 | 0
| 551 | 5 | 2 |  |  | 192 | 64 | 0.0187 | 0.15 | 0.913 | 0 | 0 | 0
| 552 | 5 | 2 |  |  | 192 | 64 | 0.0187 | 0.15 | 0.913 | 0 | 0 | 0
| 553 | 5 | 2 |  |  | 192 | 64 | 0.0187 | 0.15 | 0.913 | 0 | 0 | 0
| 554 | 5 | 2 |  |  | 192 | 64 | 0.0187 | 0.15 | 0.913 | 0 | 0 | 0
| 555 | 5 | 2 |  |  | 192 | 64 | 0.0187 | 0.15 | 0.913 | 0 | 0 | 0
| 556 | 5 | 2 |  |  | 192 | 64 | 0.0187 | 0.15 | 0.913 | 0 | 0 | 0
| 557 | 5 | 2 |  |  | 192 | 64 | 0.0187 | 0.15 | 0.913 | 0 | 0 | 0
| 558 | 5 | 2 |  |  | 192 | 64 | 0.0187 | 0.15 | 0.913 | 0 | 0 | 0
| 559 | 5 | 2 |  |  | 192 | 64 | 0.0187 | 0.15 | 0.913 | 0 | 0 | 0
| 560 | 5 | 2 |  |  | 192 | 64 | 0.0187 | 0.15 | 0.913 | 0 | 0 | 0
| 561 | 5 | 2 |  |  | 192 | 64 | 0.0187 | 0.15 | 0.913 | 0 | 0 | 0
| 562 | 5 | 2 |  |  | 192 | 64 | 0.0187 | 0.15 | 0.913 | 0 | 0 | 0
| 563 | 5 | 2 |  |  | 192 | 64 | 0.0187 | 0.15 | 0.913 | 0 | 0 | 0
| 564 | 5 | 2 |  |  | 192 | 64 | 0.0187 | 0.15 | 0.913 | 0 | 0 | 0
| 565 | 5 | 2 |  |  | 192 | 64 | 0.0187 | 0.15 | 0.913 | 0 | 0 | 0
| 566 | 5 | 2 |  |  | 192 | 64 | 0.0187 | 0.15 | 0.913 | 0 | 0 | 0
| 567 | 5 | 2 |  |  | 192 | 64 | 0.0187 | 0.15 | 0.913 | 0 | 0 | 0
| 568 | 5 | 2 |  |  | 192 | 64 | 0.0187 | 0.15 | 0.913 | 0 | 0 | 0
| 569 | 5 | 2 |  |  | 192 | 64 | 0.0187 | 0.15 | 0.913 | 0 | 0 | 0
| 570 | 5 | 2 |  |  | 192 | 64 | 0.0187 | 0.15 | 0.913 | 0 | 0 | 0
| 571 | 5 | 2 |  |  | 192 | 64 | 0.0187 | 0.15 | 0.913 | 0 | 0 | 0
| 572 | 2 | 2 |  |  | 92 | 31 | 0.0187 | 0.15 | 0.913 | 0 | 0 | 0
| 573 | 2 | 2 |  |  | 92 | 31 | 0.0187 | 0.15 | 0.913 | 0 | 0 | 0
| 574 | 2 | 2 |  |  | 92 | 31 | 0.0187 | 0.15 | 0.913 | 0 | 0 | 0
| 575 | 2 | 2 |  |  | 92 | 31 | 0.0187 | 0.15 | 0.913 | 0 | 0 | 0
| 576 | 2 | 2 |  |  | 92 | 31 | 0.0187 | 0.15 | 0.913 | 0 | 0 | 0
| 577 | 2 | 2 |  |  | 92 | 31 | 0.0187 | 0.15 | 0.913 | 0 | 0 | 0
| 578 | 2 | 2 |  |  | 92 | 31 | 0.0187 | 0.15 | 0.913 | 0 | 0 | 0
| 579 | 2 | 2 |  |  | 92 | 31 | 0.0187 | 0.15 | 0.913 | 0 | 0 | 0
| 580 | 2 | 2 |  |  | 92 | 31 | 0.0187 | 0.15 | 0.913 | 0 | 0 | 0
| 581 | 2 | 2 |  |  | 92 | 31 | 0.0187 | 0.15 | 0.913 | 0 | 0 | 0
| 582 | 2 | 2 |  |  | 92 | 31 | 0.0187 | 0.15 | 0.913 | 0 | 0 | 0
| 583 | 2 | 2 |  |  | 92 | 31 | 0.0187 | 0.15 | 0.913 | 0 | 0 | 0
| 584 | 2 | 2 |  |  | 92 | 31 | 0.0187 | 0.15 | 0.913 | 0 | 0 | 0
| 585 | 2 | 2 |  |  | 92 | 31 | 0.0187 | 0.15 | 0.913 | 0 | 0 | 0
| 586 | 2 | 2 |  |  | 92 | 31 | 0.0187 | 0.15 | 0.913 | 0 | 0 | 0
| 587 | 2 | 2 |  |  | 92 | 31 | 0.0187 | 0.15 | 0.913 | 0 | 0 | 0
| 588 | 2 | 2 |  |  | 92 | 31 | 0.0187 | 0.15 | 0.913 | 0 | 0 | 0
| 589 | 2 | 2 |  |  | 92 | 31 | 0.0187 | 0.15 | 0.913 | 0 | 0 | 0
| 590 | 2 | 2 |  |  | 92 | 31 | 0.0187 | 0.15 | 0.913 | 0 | 0 | 0
| 591 | 2 | 2 |  |  | 92 | 31 | 0.0187 | 0.15 | 0.913 | 0 | 0 | 0
| 592 | 2 | 2 |  |  | 92 | 31 | 0.0187 | 0.15 | 0.913 | 0 | 0 | 0
| 593 | 2 | 2 |  |  | 92 | 31 | 0.0187 | 0.15 | 0.913 | 0 | 0 | 0
| 594 | 2 | 2 |  |  | 92 | 31 | 0.0187 | 0.15 | 0.913 | 0 | 0 | 0
| 595 | 2 | 2 |  |  | 92 | 31 | 0.0187 | 0.15 | 0.913 | 0 | 0 | 0
| 596 | 2 | 2 |  |  | 92 | 31 | 0.0187 | 0.15 | 0.913 | 0 | 0 | 0
| 597 | 2 | 2 |  |  | 92 | 31 | 0.0187 | 0.15 | 0.913 | 0 | 0 | 0
| 598 | 2 | 2 |  |  | 92 | 31 | 0.0187 | 0.15 | 0.913 | 0 | 0 | 0
| 599 | 2 | 2 |  |  | 92 | 31 | 0.0187 | 0.15 | 0.913 | 0 | 0 | 0
| 600 | 3 | 2 |  |  | 108 | 36 | 0.0187 | 0.15 | 0.913 | 0 | 0 | 0
| 601 | 3 | 2 |  |  | 108 | 36 | 0.0187 | 0.15 | 0.913 | 0 | 0 | 0
| 602 | 3 | 2 |  |  | 108 | 36 | 0.0187 | 0.15 | 0.913 | 0 | 0 | 0
| 603 | 3 | 2 |  |  | 108 | 36 | 0.0187 | 0.15 | 0.913 | 0 | 0 | 0
| 604 | 3 | 2 |  |  | 108 | 36 | 0.0187 | 0.15 | 0.913 | 0 | 0 | 0
| 605 | 3 | 2 |  |  | 108 | 36 | 0.0187 | 0.15 | 0.913 | 0 | 0 | 0
| 606 | 3 | 2 |  |  | 108 | 36 | 0.0187 | 0.15 | 0.913 | 0 | 0 | 0
| 607 | 3 | 2 |  |  | 108 | 36 | 0.0187 | 0.15 | 0.913 | 0 | 0 | 0
| 608 | 3 | 2 |  |  | 108 | 36 | 0.0187 | 0.15 | 0.913 | 0 | 0 | 0
| 609 | 3 | 2 |  |  | 108 | 36 | 0.0187 | 0.15 | 0.913 | 0 | 0 | 0
| 610 | 3 | 2 |  |  | 108 | 36 | 0.0187 | 0.15 | 0.913 | 0 | 0 | 0
| 611 | 3 | 2 |  |  | 108 | 36 | 0.0187 | 0.15 | 0.913 | 0 | 0 | 0
| 612 | 3 | 2 |  |  | 108 | 36 | 0.0187 | 0.15 | 0.913 | 0 | 0 | 0
| 613 | 3 | 2 |  |  | 108 | 36 | 0.0187 | 0.15 | 0.913 | 0 | 0 | 0
| 614 | 3 | 2 |  |  | 108 | 36 | 0.0187 | 0.15 | 0.913 | 0 | 0 | 0
| 615 | 3 | 2 |  |  | 108 | 36 | 0.0187 | 0.15 | 0.913 | 0 | 0 | 0
| 616 | 3 | 2 |  |  | 108 | 36 | 0.0187 | 0.15 | 0.913 | 0 | 0 | 0
| 617 | 3 | 2 |  |  | 108 | 36 | 0.0187 | 0.15 | 0.913 | 0 | 0 | 0
| 618 | 3 | 2 |  |  | 108 | 36 | 0.0187 | 0.15 | 0.913 | 0 | 0 | 0
| 619 | 3 | 2 |  |  | 108 | 36 | 0.0187 | 0.15 | 0.913 | 0 | 0 | 0
| 620 | 3 | 2 |  |  | 108 | 36 | 0.0187 | 0.15 | 0.913 | 0 | 0 | 0
| 621 | 3 | 2 |  |  | 108 | 36 | 0.0187 | 0.15 | 0.913 | 0 | 0 | 0
| 622 | 4 | 2 |  |  | 148 | 49 | 0.0187 | 0.15 | 0.913 | 0 | 0 | 0
| 623 | 4 | 2 |  |  | 148 | 49 | 0.0187 | 0.15 | 0.913 | 0 | 0 | 0
| 624 | 4 | 2 |  |  | 148 | 49 | 0.0187 | 0.15 | 0.913 | 0 | 0 | 0
| 625 | 4 | 2 |  |  | 148 | 49 | 0.0187 | 0.15 | 0.913 | 0 | 0 | 0
| 626 | 4 | 2 |  |  | 148 | 49 | 0.0187 | 0.15 | 0.913 | 0 | 0 | 0
| 627 | 4 | 2 |  |  | 148 | 49 | 0.0187 | 0.15 | 0.913 | 0 | 0 | 0
| 628 | 4 | 2 |  |  | 148 | 49 | 0.0187 | 0.15 | 0.913 | 0 | 0 | 0
| 629 | 4 | 2 |  |  | 148 | 49 | 0.0187 | 0.15 | 0.913 | 0 | 0 | 0
| 630 | 4 | 2 |  |  | 148 | 49 | 0.0187 | 0.15 | 0.913 | 0 | 0 | 0
| 631 | 4 | 2 |  |  | 148 | 49 | 0.0187 | 0.15 | 0.913 | 0 | 0 | 0
| 632 | 4 | 2 |  |  | 148 | 49 | 0.0187 | 0.15 | 0.913 | 0 | 0 | 0
| 633 | 4 | 2 |  |  | 148 | 49 | 0.0187 | 0.15 | 0.913 | 0 | 0 | 0
| 634 | 4 | 2 |  |  | 148 | 49 | 0.0187 | 0.15 | 0.913 | 0 | 0 | 0
| 635 | 4 | 2 |  |  | 148 | 49 | 0.0187 | 0.15 | 0.913 | 0 | 0 | 0
| 636 | 4 | 2 |  |  | 148 | 49 | 0.0187 | 0.15 | 0.913 | 0 | 0 | 0
| 637 | 4 | 2 |  |  | 148 | 49 | 0.0187 | 0.15 | 0.913 | 0 | 0 | 0
| 638 | 4 | 2 |  |  | 148 | 49 | 0.0187 | 0.15 | 0.913 | 0 | 0 | 0
| 639 | 4 | 2 |  |  | 148 | 49 | 0.0187 | 0.15 | 0.913 | 0 | 0 | 0
| 640 | 4 | 2 |  |  | 148 | 49 | 0.0187 | 0.15 | 0.913 | 0 | 0 | 0
| 641 | 4 | 2 |  |  | 148 | 49 | 0.0187 | 0.15 | 0.913 | 0 | 0 | 0
| 642 | 4 | 2 |  |  | 148 | 49 | 0.0187 | 0.15 | 0.913 | 0 | 0 | 0
| 643 | 4 | 2 |  |  | 148 | 49 | 0.0187 | 0.15 | 0.913 | 0 | 0 | 0
| 644 | 4 | 2 |  |  | 148 | 49 | 0.0187 | 0.15 | 0.913 | 0 | 0 | 0
| 645 | 4 | 2 |  |  | 148 | 49 | 0.0187 | 0.15 | 0.913 | 0 | 0 | 0
| 646 | 4 | 2 |  |  | 148 | 49 | 0.0187 | 0.15 | 0.913 | 0 | 0 | 0
| 647 | 4 | 2 |  |  | 148 | 49 | 0.0187 | 0.15 | 0.913 | 0 | 0 | 0
| 648 | 4 | 2 |  |  | 148 | 49 | 0.0187 | 0.15 | 0.913 | 0 | 0 | 0
| 649 | 4 | 2 |  |  | 148 | 49 | 0.0187 | 0.15 | 0.913 | 0 | 0 | 0
| 650 | 4 | 2 |  |  | 148 | 49 | 0.0187 | 0.15 | 0.913 | 0 | 0 | 0
| 651 | 4 | 2 |  |  | 148 | 49 | 0.0187 | 0.15 | 0.913 | 0 | 0 | 0
| 652 | 4 | 2 |  |  | 148 | 49 | 0.0187 | 0.15 | 0.913 | 0 | 0 | 0
| 653 | 4 | 2 |  |  | 148 | 49 | 0.0187 | 0.15 | 0.913 | 0 | 0 | 0
| 654 | 4 | 2 |  |  | 148 | 49 | 0.0187 | 0.15 | 0.913 | 0 | 0 | 0
| 655 | 4 | 2 |  |  | 148 | 49 | 0.0187 | 0.15 | 0.913 | 0 | 0 | 0
| 656 | 4 | 2 |  |  | 148 | 49 | 0.0187 | 0.15 | 0.913 | 0 | 0 | 0
| 657 | 4 | 2 |  |  | 148 | 49 | 0.0187 | 0.15 | 0.913 | 0 | 0 | 0
| 658 | 4 | 2 |  |  | 148 | 49 | 0.0187 | 0.15 | 0.913 | 0 | 0 | 0
| 659 | 4 | 2 |  |  | 148 | 49 | 0.0187 | 0.15 | 0.913 | 0 | 0 | 0
| 660 | 4 | 2 |  |  | 148 | 49 | 0.0187 | 0.15 | 0.913 | 0 | 0 | 0
| 661 | 4 | 2 |  |  | 148 | 49 | 0.0187 | 0.15 | 0.913 | 0 | 0 | 0
| 662 | 4 | 2 |  |  | 148 | 49 | 0.0187 | 0.15 | 0.913 | 0 | 0 | 0
| 663 | 4 | 2 |  |  | 148 | 49 | 0.0187 | 0.15 | 0.913 | 0 | 0 | 0
| 664 | 4 | 2 |  |  | 148 | 49 | 0.0187 | 0.15 | 0.913 | 0 | 0 | 0
| 665 | 4 | 2 |  |  | 148 | 49 | 0.0187 | 0.15 | 0.913 | 0 | 0 | 0
| 666 | 4 | 2 |  |  | 148 | 49 | 0.0187 | 0.15 | 0.913 | 0 | 0 | 0
| 667 | 4 | 2 |  |  | 148 | 49 | 0.0187 | 0.15 | 0.913 | 0 | 0 | 0
| 668 | 4 | 2 |  |  | 148 | 49 | 0.0187 | 0.15 | 0.913 | 0 | 0 | 0
| 669 | 4 | 2 |  |  | 148 | 49 | 0.0187 | 0.15 | 0.913 | 0 | 0 | 0
| 670 | 4 | 2 |  |  | 148 | 49 | 0.0187 | 0.15 | 0.913 | 0 | 0 | 0
| 671 | 4 | 2 |  |  | 148 | 49 | 0.0187 | 0.15 | 0.913 | 0 | 0 | 0
| 672 | 4 | 2 |  |  | 148 | 49 | 0.0187 | 0.15 | 0.913 | 0 | 0 | 0
| 673 | 4 | 2 |  |  | 148 | 49 | 0.0187 | 0.15 | 0.913 | 0 | 0 | 0
| 674 | 4 | 2 |  |  | 148 | 49 | 0.0187 | 0.15 | 0.913 | 0 | 0 | 0
| 675 | 4 | 2 |  |  | 148 | 49 | 0.0187 | 0.15 | 0.913 | 0 | 0 | 0
| 676 | 10 | 2 |  |  | 340 | 125 | 0.0187 | 0.15 | 0.913 | 0 | 0 | 0
| 677 | 10 | 2 |  |  | 340 | 125 | 0.0187 | 0.15 | 0.913 | 0 | 0 | 0
| 678 | 10 | 2 |  |  | 340 | 125 | 0.0187 | 0.15 | 0.913 | 0 | 0 | 0
| 679 | 11 | 2 |  |  | 385 | 145 | 0.0187 | 0.15 | 0.913 | 0 | 0 | 0
| 680 | 11 | 2 |  |  | 385 | 145 | 0.0187 | 0.15 | 0.913 | 0 | 0 | 0
| 681 | 11 | 2 |  |  | 385 | 145 | 0.0187 | 0.15 | 0.913 | 0 | 0 | 0
| 682 | 11 | 2 |  |  | 385 | 145 | 0.0187 | 0.15 | 0.913 | 0 | 0 | 0
| 683 | 11 | 2 |  |  | 385 | 145 | 0.0187 | 0.15 | 0.913 | 0 | 0 | 0
| 684 | 11 | 2 |  |  | 385 | 145 | 0.0187 | 0.15 | 0.913 | 0 | 0 | 0
| 685 | 11 | 2 |  |  | 385 | 145 | 0.0187 | 0.15 | 0.913 | 0 | 0 | 0
| 686 | 11 | 2 |  |  | 385 | 145 | 0.0187 | 0.15 | 0.913 | 0 | 0 | 0
| 687 | 11 | 2 |  |  | 385 | 145 | 0.0187 | 0.15 | 0.913 | 0 | 0 | 0
| 688 | 12 | 2 |  |  | 433 | 165 | 0.0187 | 0.15 | 0.913 | 0 | 0 | 0
| 689 | 12 | 2 |  |  | 433 | 165 | 0.0187 | 0.15 | 0.913 | 0 | 0 | 0
| 690 | 12 | 2 |  |  | 433 | 165 | 0.0187 | 0.15 | 0.913 | 0 | 0 | 0
| 691 | 12 | 2 |  |  | 433 | 165 | 0.0187 | 0.15 | 0.913 | 0 | 0 | 0
| 692 | 12 | 2 |  |  | 433 | 165 | 0.0187 | 0.15 | 0.913 | 0 | 0 | 0
| 693 | 12 | 2 |  |  | 433 | 165 | 0.0187 | 0.15 | 0.913 | 0 | 0 | 0
| 694 | 12 | 2 |  |  | 433 | 165 | 0.0187 | 0.15 | 0.913 | 0 | 0 | 0
| 695 | 12 | 2 |  |  | 433 | 165 | 0.0187 | 0.15 | 0.913 | 0 | 0 | 0
| 696 | 12 | 2 |  |  | 433 | 165 | 0.0187 | 0.15 | 0.913 | 0 | 0 | 0
| 697 | 13 | 2 |  |  | 580 | 220 | 0.0187 | 0.15 | 0.913 | 0 | 0 | 0
| 698 | 13 | 2 |  |  | 580 | 220 | 0.0187 | 0.15 | 0.913 | 0 | 0 | 0
| 699 | 13 | 2 |  |  | 580 | 220 | 0.0187 | 0.15 | 0.913 | 0 | 0 | 0
| 700 | 13 | 2 |  |  | 580 | 220 | 0.0187 | 0.15 | 0.913 | 0 | 0 | 0
| 701 | 13 | 2 |  |  | 580 | 220 | 0.0187 | 0.15 | 0.913 | 0 | 0 | 0
| 702 | 13 | 2 |  |  | 580 | 220 | 0.0187 | 0.15 | 0.913 | 0 | 0 | 0
| 703 | 13 | 2 |  |  | 580 | 220 | 0.0187 | 0.15 | 0.913 | 0 | 0 | 0
| 704 | 14 | 2 |  |  | 780 | 270 | 0.0187 | 0.15 | 0.913 | 0 | 0 | 0
| 705 | 14 | 2 |  |  | 780 | 270 | 0.0187 | 0.15 | 0.913 | 0 | 0 | 0
| 706 | 5 | 2 |  |  | 192 | 64 | 0.0187 | 0.15 | 0.913 | 0 | 0 | 0
| 707 | 5 | 2 |  |  | 192 | 64 | 0.0187 | 0.15 | 0.913 | 0 | 0 | 0
| 708 | 5 | 2 |  |  | 192 | 64 | 0.0187 | 0.15 | 0.913 | 0 | 0 | 0
| 709 | 5 | 2 |  |  | 192 | 64 | 0.0187 | 0.15 | 0.913 | 0 | 0 | 0
| 710 | 5 | 2 |  |  | 192 | 64 | 0.0187 | 0.15 | 0.913 | 0 | 0 | 0
| 711 | 5 | 2 |  |  | 192 | 64 | 0.0187 | 0.15 | 0.913 | 0 | 0 | 0
| 712 | 5 | 2 |  |  | 192 | 64 | 0.0187 | 0.15 | 0.913 | 0 | 0 | 0
| 713 | 5 | 2 |  |  | 192 | 64 | 0.0187 | 0.15 | 0.913 | 0 | 0 | 0
| 714 | 5 | 2 |  |  | 192 | 64 | 0.0187 | 0.15 | 0.913 | 0 | 0 | 0
| 715 | 5 | 2 |  |  | 192 | 64 | 0.0187 | 0.15 | 0.913 | 0 | 0 | 0
| 716 | 5 | 2 |  |  | 192 | 64 | 0.0187 | 0.15 | 0.913 | 0 | 0 | 0
| 717 | 5 | 2 |  |  | 192 | 64 | 0.0187 | 0.15 | 0.913 | 0 | 0 | 0
| 718 | 5 | 2 |  |  | 192 | 64 | 0.0187 | 0.15 | 0.913 | 0 | 0 | 0
| 719 | 5 | 2 |  |  | 192 | 64 | 0.0187 | 0.15 | 0.913 | 0 | 0 | 0
| 720 | 5 | 2 |  |  | 192 | 64 | 0.0187 | 0.15 | 0.913 | 0 | 0 | 0
| 721 | 5 | 2 |  |  | 192 | 64 | 0.0187 | 0.15 | 0.913 | 0 | 0 | 0
| 722 | 5 | 2 |  |  | 192 | 64 | 0.0187 | 0.15 | 0.913 | 0 | 0 | 0
| 723 | 5 | 2 |  |  | 192 | 64 | 0.0187 | 0.15 | 0.913 | 0 | 0 | 0
| 724 | 5 | 2 |  |  | 192 | 64 | 0.0187 | 0.15 | 0.913 | 0 | 0 | 0
| 725 | 5 | 2 |  |  | 192 | 64 | 0.0187 | 0.15 | 0.913 | 0 | 0 | 0
| 726 | 5 | 2 |  |  | 192 | 64 | 0.0187 | 0.15 | 0.913 | 0 | 0 | 0
| 727 | 5 | 2 |  |  | 192 | 64 | 0.0187 | 0.15 | 0.913 | 0 | 0 | 0
| 728 | 5 | 2 |  |  | 192 | 64 | 0.0187 | 0.15 | 0.913 | 0 | 0 | 0
| 729 | 5 | 2 |  |  | 192 | 64 | 0.0187 | 0.15 | 0.913 | 0 | 0 | 0
| 730 | 5 | 2 |  |  | 192 | 64 | 0.0187 | 0.15 | 0.913 | 0 | 0 | 0
| 731 | 5 | 2 |  |  | 192 | 64 | 0.0187 | 0.15 | 0.913 | 0 | 0 | 0
| 732 | 5 | 2 |  |  | 192 | 64 | 0.0187 | 0.15 | 0.913 | 0 | 0 | 0
| 733 | 5 | 2 |  |  | 192 | 64 | 0.0187 | 0.15 | 0.913 | 0 | 0 | 0
| 734 | 5 | 2 |  |  | 192 | 64 | 0.0187 | 0.15 | 0.913 | 0 | 0 | 0
| 735 | 5 | 2 |  |  | 192 | 64 | 0.0187 | 0.15 | 0.913 | 0 | 0 | 0
| 736 | 5 | 2 |  |  | 192 | 64 | 0.0187 | 0.15 | 0.913 | 0 | 0 | 0
| 737 | 5 | 2 |  |  | 192 | 64 | 0.0187 | 0.15 | 0.913 | 0 | 0 | 0
| 738 | 5 | 2 |  |  | 192 | 64 | 0.0187 | 0.15 | 0.913 | 0 | 0 | 0
| 739 | 5 | 2 |  |  | 192 | 64 | 0.0187 | 0.15 | 0.913 | 0 | 0 | 0
| 740 | 5 | 2 |  |  | 192 | 64 | 0.0187 | 0.15 | 0.913 | 0 | 0 | 0
| 741 | 5 | 2 |  |  | 192 | 64 | 0.0187 | 0.15 | 0.913 | 0 | 0 | 0
| 742 | 5 | 2 |  |  | 192 | 64 | 0.0187 | 0.15 | 0.913 | 0 | 0 | 0
| 743 | 5 | 2 |  |  | 192 | 64 | 0.0187 | 0.15 | 0.913 | 0 | 0 | 0
| 744 | 5 | 2 |  |  | 192 | 64 | 0.0187 | 0.15 | 0.913 | 0 | 0 | 0
| 745 | 5 | 2 |  |  | 192 | 64 | 0.0187 | 0.15 | 0.913 | 0 | 0 | 0
| 746 | 5 | 2 |  |  | 192 | 64 | 0.0187 | 0.15 | 0.913 | 0 | 0 | 0
| 747 | 5 | 2 |  |  | 192 | 64 | 0.0187 | 0.15 | 0.913 | 0 | 0 | 0
| 748 | 5 | 2 |  |  | 192 | 64 | 0.0187 | 0.15 | 0.913 | 0 | 0 | 0
| 749 | 5 | 2 |  |  | 192 | 64 | 0.0187 | 0.15 | 0.913 | 0 | 0 | 0
| 750 | 5 | 2 |  |  | 192 | 64 | 0.0187 | 0.15 | 0.913 | 0 | 0 | 0
| 751 | 5 | 2 |  |  | 192 | 64 | 0.0187 | 0.15 | 0.913 | 0 | 0 | 0
| 752 | 5 | 2 |  |  | 192 | 64 | 0.0187 | 0.15 | 0.913 | 0 | 0 | 0
| 753 | 5 | 2 |  |  | 192 | 64 | 0.0187 | 0.15 | 0.913 | 0 | 0 | 0
| 754 | 5 | 2 |  |  | 192 | 64 | 0.0187 | 0.15 | 0.913 | 0 | 0 | 0
| 755 | 5 | 2 |  |  | 192 | 64 | 0.0187 | 0.15 | 0.913 | 0 | 0 | 0
| 756 | 5 | 2 |  |  | 192 | 64 | 0.0187 | 0.15 | 0.913 | 0 | 0 | 0
| 757 | 5 | 2 |  |  | 192 | 64 | 0.0187 | 0.15 | 0.913 | 0 | 0 | 0
| 758 | 5 | 2 |  |  | 192 | 64 | 0.0187 | 0.15 | 0.913 | 0 | 0 | 0
| 759 | 5 | 2 |  |  | 192 | 64 | 0.0187 | 0.15 | 0.913 | 0 | 0 | 0
| 760 | 5 | 2 |  |  | 192 | 64 | 0.0187 | 0.15 | 0.913 | 0 | 0 | 0
| 761 | 3 | 2 |  |  | 108 | 36 | 0.0187 | 0.15 | 0.913 | 0 | 0 | 0
| 762 | 3 | 2 |  |  | 108 | 36 | 0.0187 | 0.15 | 0.913 | 0 | 0 | 0
| 763 | 3 | 2 |  |  | 108 | 36 | 0.0187 | 0.15 | 0.913 | 0 | 0 | 0
| 764 | 3 | 2 |  |  | 108 | 36 | 0.0187 | 0.15 | 0.913 | 0 | 0 | 0
| 765 | 3 | 2 |  |  | 108 | 36 | 0.0187 | 0.15 | 0.913 | 0 | 0 | 0
| 766 | 3 | 2 |  |  | 108 | 36 | 0.0187 | 0.15 | 0.913 | 0 | 0 | 0
| 767 | 3 | 2 |  |  | 108 | 36 | 0.0187 | 0.15 | 0.913 | 0 | 0 | 0
| 768 | 3 | 2 |  |  | 108 | 36 | 0.0187 | 0.15 | 0.913 | 0 | 0 | 0
| 769 | 3 | 2 |  |  | 108 | 36 | 0.0187 | 0.15 | 0.913 | 0 | 0 | 0
| 770 | 3 | 2 |  |  | 108 | 36 | 0.0187 | 0.15 | 0.913 | 0 | 0 | 0
| 771 | 3 | 2 |  |  | 108 | 36 | 0.0187 | 0.15 | 0.913 | 0 | 0 | 0
| 772 | 3 | 2 |  |  | 108 | 36 | 0.0187 | 0.15 | 0.913 | 0 | 0 | 0
| 773 | 3 | 2 |  |  | 108 | 36 | 0.0187 | 0.15 | 0.913 | 0 | 0 | 0
| 774 | 3 | 2 |  |  | 108 | 36 | 0.0187 | 0.15 | 0.913 | 0 | 0 | 0
| 775 | 3 | 2 |  |  | 108 | 36 | 0.0187 | 0.15 | 0.913 | 0 | 0 | 0
| 776 | 3 | 2 |  |  | 108 | 36 | 0.0187 | 0.15 | 0.913 | 0 | 0 | 0
| 777 | 3 | 2 |  |  | 108 | 36 | 0.0187 | 0.15 | 0.913 | 0 | 0 | 0
| 778 | 3 | 2 |  |  | 108 | 36 | 0.0187 | 0.15 | 0.913 | 0 | 0 | 0
| 779 | 3 | 2 |  |  | 108 | 36 | 0.0187 | 0.15 | 0.913 | 0 | 0 | 0
| 780 | 3 | 2 |  |  | 108 | 36 | 0.0187 | 0.15 | 0.913 | 0 | 0 | 0
| 781 | 3 | 2 |  |  | 108 | 36 | 0.0187 | 0.15 | 0.913 | 0 | 0 | 0
| 782 | 3 | 2 |  |  | 108 | 36 | 0.0187 | 0.15 | 0.913 | 0 | 0 | 0
| 783 | 3 | 2 |  |  | 108 | 36 | 0.0187 | 0.15 | 0.913 | 0 | 0 | 0
| 784 | 3 | 2 |  |  | 108 | 36 | 0.0187 | 0.15 | 0.913 | 0 | 0 | 0
| 785 | 3 | 2 |  |  | 108 | 36 | 0.0187 | 0.15 | 0.913 | 0 | 0 | 0
| 786 | 3 | 2 |  |  | 108 | 36 | 0.0187 | 0.15 | 0.913 | 0 | 0 | 0
| 787 | 3 | 2 |  |  | 108 | 36 | 0.0187 | 0.15 | 0.913 | 0 | 0 | 0
| 788 | 3 | 2 |  |  | 108 | 36 | 0.0187 | 0.15 | 0.913 | 0 | 0 | 0
| 789 | 3 | 2 |  |  | 108 | 36 | 0.0187 | 0.15 | 0.913 | 0 | 0 | 0
| 790 | 3 | 2 |  |  | 108 | 36 | 0.0187 | 0.15 | 0.913 | 0 | 0 | 0
| 791 | 3 | 2 |  |  | 108 | 36 | 0.0187 | 0.15 | 0.913 | 0 | 0 | 0
| 792 | 3 | 2 |  |  | 108 | 36 | 0.0187 | 0.15 | 0.913 | 0 | 0 | 0
| 793 | 3 | 2 |  |  | 108 | 36 | 0.0187 | 0.15 | 0.913 | 0 | 0 | 0
| 794 | 3 | 2 |  |  | 108 | 36 | 0.0187 | 0.15 | 0.913 | 0 | 0 | 0
| 795 | 3 | 2 |  |  | 108 | 36 | 0.0187 | 0.15 | 0.913 | 0 | 0 | 0
| 796 | 3 | 2 |  |  | 108 | 36 | 0.0187 | 0.15 | 0.913 | 0 | 0 | 0
| 797 | 3 | 2 |  |  | 108 | 36 | 0.0187 | 0.15 | 0.913 | 0 | 0 | 0
| 798 | 3 | 2 |  |  | 108 | 36 | 0.0187 | 0.15 | 0.913 | 0 | 0 | 0
| 799 | 3 | 2 |  |  | 108 | 36 | 0.0187 | 0.15 | 0.913 | 0 | 0 | 0
| 800 | 3 | 2 |  |  | 108 | 36 | 0.0187 | 0.15 | 0.913 | 0 | 0 | 0
| 801 | 3 | 2 |  |  | 108 | 36 | 0.0187 | 0.15 | 0.913 | 0 | 0 | 0
| 802 | 3 | 2 |  |  | 108 | 36 | 0.0187 | 0.15 | 0.913 | 0 | 0 | 0
| 803 | 3 | 2 |  |  | 108 | 36 | 0.0187 | 0.15 | 0.913 | 0 | 0 | 0
| 804 | 3 | 2 |  |  | 108 | 36 | 0.0187 | 0.15 | 0.913 | 0 | 0 | 0
| 805 | 3 | 2 |  |  | 108 | 36 | 0.0187 | 0.15 | 0.913 | 0 | 0 | 0
| 806 | 3 | 2 |  |  | 108 | 36 | 0.0187 | 0.15 | 0.913 | 0 | 0 | 0
| 807 | 3 | 2 |  |  | 108 | 36 | 0.0187 | 0.15 | 0.913 | 0 | 0 | 0
| 808 | 3 | 2 |  |  | 108 | 36 | 0.0187 | 0.15 | 0.913 | 0 | 0 | 0
| 809 | 3 | 2 |  |  | 108 | 36 | 0.0187 | 0.15 | 0.913 | 0 | 0 | 0
| 810 | 3 | 2 |  |  | 108 | 36 | 0.0187 | 0.15 | 0.913 | 0 | 0 | 0
| 811 | 4 | 2 |  |  | 148 | 49 | 0.0187 | 0.15 | 0.913 | 0 | 0 | 0
| 812 | 4 | 2 |  |  | 148 | 49 | 0.0187 | 0.15 | 0.913 | 0 | 0 | 0
| 813 | 4 | 2 |  |  | 148 | 49 | 0.0187 | 0.15 | 0.913 | 0 | 0 | 0
| 814 | 4 | 2 |  |  | 148 | 49 | 0.0187 | 0.15 | 0.913 | 0 | 0 | 0
| 815 | 4 | 2 |  |  | 148 | 49 | 0.0187 | 0.15 | 0.913 | 0 | 0 | 0
| 816 | 4 | 2 |  |  | 148 | 49 | 0.0187 | 0.15 | 0.913 | 0 | 0 | 0
| 817 | 4 | 2 |  |  | 148 | 49 | 0.0187 | 0.15 | 0.913 | 0 | 0 | 0
| 818 | 4 | 2 |  |  | 148 | 49 | 0.0187 | 0.15 | 0.913 | 0 | 0 | 0
| 819 | 4 | 2 |  |  | 148 | 49 | 0.0187 | 0.15 | 0.913 | 0 | 0 | 0
| 820 | 4 | 2 |  |  | 148 | 49 | 0.0187 | 0.15 | 0.913 | 0 | 0 | 0
| 821 | 4 | 2 |  |  | 148 | 49 | 0.0187 | 0.15 | 0.913 | 0 | 0 | 0
| 822 | 4 | 2 |  |  | 148 | 49 | 0.0187 | 0.15 | 0.913 | 0 | 0 | 0
| 823 | 4 | 2 |  |  | 148 | 49 | 0.0187 | 0.15 | 0.913 | 0 | 0 | 0
| 824 | 4 | 2 |  |  | 148 | 49 | 0.0187 | 0.15 | 0.913 | 0 | 0 | 0
| 825 | 4 | 2 |  |  | 148 | 49 | 0.0187 | 0.15 | 0.913 | 0 | 0 | 0
| 826 | 4 | 2 |  |  | 148 | 49 | 0.0187 | 0.15 | 0.913 | 0 | 0 | 0
| 827 | 4 | 2 |  |  | 148 | 49 | 0.0187 | 0.15 | 0.913 | 0 | 0 | 0
| 828 | 4 | 2 |  |  | 148 | 49 | 0.0187 | 0.15 | 0.913 | 0 | 0 | 0
| 829 | 4 | 2 |  |  | 148 | 49 | 0.0187 | 0.15 | 0.913 | 0 | 0 | 0
| 830 | 4 | 2 |  |  | 148 | 49 | 0.0187 | 0.15 | 0.913 | 0 | 0 | 0
| 831 | 4 | 2 |  |  | 148 | 49 | 0.0187 | 0.15 | 0.913 | 0 | 0 | 0
| 832 | 4 | 2 |  |  | 148 | 49 | 0.0187 | 0.15 | 0.913 | 0 | 0 | 0
| 833 | 4 | 2 |  |  | 148 | 49 | 0.0187 | 0.15 | 0.913 | 0 | 0 | 0
| 834 | 4 | 2 |  |  | 148 | 49 | 0.0187 | 0.15 | 0.913 | 0 | 0 | 0
| 835 | 4 | 2 |  |  | 148 | 49 | 0.0187 | 0.15 | 0.913 | 0 | 0 | 0
| 836 | 4 | 2 |  |  | 148 | 49 | 0.0187 | 0.15 | 0.913 | 0 | 0 | 0
| 837 | 4 | 2 |  |  | 148 | 49 | 0.0187 | 0.15 | 0.913 | 0 | 0 | 0
| 838 | 4 | 2 |  |  | 148 | 49 | 0.0187 | 0.15 | 0.913 | 0 | 0 | 0
| 839 | 4 | 2 |  |  | 148 | 49 | 0.0187 | 0.15 | 0.913 | 0 | 0 | 0
| 840 | 4 | 2 |  |  | 148 | 49 | 0.0187 | 0.15 | 0.913 | 0 | 0 | 0
| 841 | 4 | 2 |  |  | 148 | 49 | 0.0187 | 0.15 | 0.913 | 0 | 0 | 0
| 842 | 4 | 2 |  |  | 148 | 49 | 0.0187 | 0.15 | 0.913 | 0 | 0 | 0
| 843 | 4 | 2 |  |  | 148 | 49 | 0.0187 | 0.15 | 0.913 | 0 | 0 | 0
| 844 | 4 | 2 |  |  | 148 | 49 | 0.0187 | 0.15 | 0.913 | 0 | 0 | 0
| 845 | 4 | 2 |  |  | 148 | 49 | 0.0187 | 0.15 | 0.913 | 0 | 0 | 0
| 846 | 4 | 2 |  |  | 148 | 49 | 0.0187 | 0.15 | 0.913 | 0 | 0 | 0
| 847 | 4 | 2 |  |  | 148 | 49 | 0.0187 | 0.15 | 0.913 | 0 | 0 | 0
| 848 | 4 | 2 |  |  | 148 | 49 | 0.0187 | 0.15 | 0.913 | 0 | 0 | 0
| 849 | 4 | 2 |  |  | 148 | 49 | 0.0187 | 0.15 | 0.913 | 0 | 0 | 0
| 850 | 4 | 2 |  |  | 148 | 49 | 0.0187 | 0.15 | 0.913 | 0 | 0 | 0
| 851 | 4 | 2 |  |  | 148 | 49 | 0.0187 | 0.15 | 0.913 | 0 | 0 | 0
| 852 | 4 | 2 |  |  | 148 | 49 | 0.0187 | 0.15 | 0.913 | 0 | 0 | 0
| 853 | 4 | 2 |  |  | 148 | 49 | 0.0187 | 0.15 | 0.913 | 0 | 0 | 0
| 854 | 4 | 2 |  |  | 148 | 49 | 0.0187 | 0.15 | 0.913 | 0 | 0 | 0
| 855 | 4 | 2 |  |  | 148 | 49 | 0.0187 | 0.15 | 0.913 | 0 | 0 | 0
| 856 | 4 | 2 |  |  | 148 | 49 | 0.0187 | 0.15 | 0.913 | 0 | 0 | 0
| 857 | 4 | 2 |  |  | 148 | 49 | 0.0187 | 0.15 | 0.913 | 0 | 0 | 0
| 858 | 4 | 2 |  |  | 148 | 49 | 0.0187 | 0.15 | 0.913 | 0 | 0 | 0
| 859 | 4 | 2 |  |  | 148 | 49 | 0.0187 | 0.15 | 0.913 | 0 | 0 | 0
| 860 | 4 | 2 |  |  | 148 | 49 | 0.0187 | 0.15 | 0.913 | 0 | 0 | 0
| 861 | 4 | 2 |  |  | 148 | 49 | 0.0187 | 0.15 | 0.913 | 0 | 0 | 0
| 862 | 4 | 2 |  |  | 148 | 49 | 0.0187 | 0.15 | 0.913 | 0 | 0 | 0
| 863 | 4 | 2 |  |  | 148 | 49 | 0.0187 | 0.15 | 0.913 | 0 | 0 | 0
| 864 | 4 | 2 |  |  | 148 | 49 | 0.0187 | 0.15 | 0.913 | 0 | 0 | 0
| 865 | 4 | 2 |  |  | 148 | 49 | 0.0187 | 0.15 | 0.913 | 0 | 0 | 0
| 866 | 4 | 2 |  |  | 148 | 49 | 0.0187 | 0.15 | 0.913 | 0 | 0 | 0
| 867 | 4 | 2 |  |  | 148 | 49 | 0.0187 | 0.15 | 0.913 | 0 | 0 | 0
| 868 | 4 | 2 |  |  | 148 | 49 | 0.0187 | 0.15 | 0.913 | 0 | 0 | 0
| 869 | 4 | 2 |  |  | 148 | 49 | 0.0187 | 0.15 | 0.913 | 0 | 0 | 0
| 870 | 4 | 2 |  |  | 148 | 49 | 0.0187 | 0.15 | 0.913 | 0 | 0 | 0
| 871 | 4 | 2 |  |  | 148 | 49 | 0.0187 | 0.15 | 0.913 | 0 | 0 | 0
| 872 | 4 | 2 |  |  | 148 | 49 | 0.0187 | 0.15 | 0.913 | 0 | 0 | 0
| 873 | 4 | 2 |  |  | 148 | 49 | 0.0187 | 0.15 | 0.913 | 0 | 0 | 0
| 874 | 4 | 2 |  |  | 148 | 49 | 0.0187 | 0.15 | 0.913 | 0 | 0 | 0
| 875 | 4 | 2 |  |  | 148 | 49 | 0.0187 | 0.15 | 0.913 | 0 | 0 | 0
| 876 | 4 | 2 |  |  | 148 | 49 | 0.0187 | 0.15 | 0.913 | 0 | 0 | 0
| 877 | 4 | 2 |  |  | 148 | 49 | 0.0187 | 0.15 | 0.913 | 0 | 0 | 0
| 878 | 4 | 2 |  |  | 148 | 49 | 0.0187 | 0.15 | 0.913 | 0 | 0 | 0
| 879 | 4 | 2 |  |  | 148 | 49 | 0.0187 | 0.15 | 0.913 | 0 | 0 | 0
| 880 | 4 | 2 |  |  | 148 | 49 | 0.0187 | 0.15 | 0.913 | 0 | 0 | 0
| 881 | 4 | 2 |  |  | 148 | 49 | 0.0187 | 0.15 | 0.913 | 0 | 0 | 0
| 882 | 4 | 2 |  |  | 148 | 49 | 0.0187 | 0.15 | 0.913 | 0 | 0 | 0
| 883 | 4 | 2 |  |  | 148 | 49 | 0.0187 | 0.15 | 0.913 | 0 | 0 | 0
| 884 | 4 | 2 |  |  | 148 | 49 | 0.0187 | 0.15 | 0.913 | 0 | 0 | 0
| 885 | 4 | 2 |  |  | 148 | 49 | 0.0187 | 0.15 | 0.913 | 0 | 0 | 0
| 886 | 4 | 2 |  |  | 148 | 49 | 0.0187 | 0.15 | 0.913 | 0 | 0 | 0
| 887 | 4 | 2 |  |  | 148 | 49 | 0.0187 | 0.15 | 0.913 | 0 | 0 | 0
| 888 | 4 | 2 |  |  | 148 | 49 | 0.0187 | 0.15 | 0.913 | 0 | 0 | 0
| 889 | 4 | 2 |  |  | 148 | 49 | 0.0187 | 0.15 | 0.913 | 0 | 0 | 0
| 890 | 4 | 2 |  |  | 148 | 49 | 0.0187 | 0.15 | 0.913 | 0 | 0 | 0
| 891 | 4 | 2 |  |  | 148 | 49 | 0.0187 | 0.15 | 0.913 | 0 | 0 | 0
| 892 | 4 | 2 |  |  | 148 | 49 | 0.0187 | 0.15 | 0.913 | 0 | 0 | 0
| 893 | 4 | 2 |  |  | 148 | 49 | 0.0187 | 0.15 | 0.913 | 0 | 0 | 0
| 894 | 4 | 2 |  |  | 148 | 49 | 0.0187 | 0.15 | 0.913 | 0 | 0 | 0
| 895 | 4 | 2 |  |  | 148 | 49 | 0.0187 | 0.15 | 0.913 | 0 | 0 | 0
| 896 | 4 | 2 |  |  | 148 | 49 | 0.0187 | 0.15 | 0.913 | 0 | 0 | 0
| 897 | 4 | 2 |  |  | 148 | 49 | 0.0187 | 0.15 | 0.913 | 0 | 0 | 0
| 898 | 4 | 2 |  |  | 148 | 49 | 0.0187 | 0.15 | 0.913 | 0 | 0 | 0
| 899 | 4 | 2 |  |  | 148 | 49 | 0.0187 | 0.15 | 0.913 | 0 | 0 | 0
| 900 | 4 | 2 |  |  | 148 | 49 | 0.0187 | 0.15 | 0.913 | 0 | 0 | 0
| 901 | 4 | 2 |  |  | 148 | 49 | 0.0187 | 0.15 | 0.913 | 0 | 0 | 0
| 902 | 4 | 2 |  |  | 148 | 49 | 0.0187 | 0.15 | 0.913 | 0 | 0 | 0
| 903 | 4 | 2 |  |  | 148 | 49 | 0.0187 | 0.15 | 0.913 | 0 | 0 | 0
| 904 | 4 | 2 |  |  | 148 | 49 | 0.0187 | 0.15 | 0.913 | 0 | 0 | 0
| 905 | 4 | 2 |  |  | 148 | 49 | 0.0187 | 0.15 | 0.913 | 0 | 0 | 0
| 906 | 4 | 2 |  |  | 148 | 49 | 0.0187 | 0.15 | 0.913 | 0 | 0 | 0
| 907 | 4 | 2 |  |  | 148 | 49 | 0.0187 | 0.15 | 0.913 | 0 | 0 | 0
| 908 | 4 | 2 |  |  | 148 | 49 | 0.0187 | 0.15 | 0.913 | 0 | 0 | 0
| 909 | 4 | 2 |  |  | 148 | 49 | 0.0187 | 0.15 | 0.913 | 0 | 0 | 0
| 910 | 4 | 2 |  |  | 148 | 49 | 0.0187 | 0.15 | 0.913 | 0 | 0 | 0
| 911 | 4 | 2 |  |  | 148 | 49 | 0.0187 | 0.15 | 0.913 | 0 | 0 | 0
| 912 | 4 | 2 |  |  | 148 | 49 | 0.0187 | 0.15 | 0.913 | 0 | 0 | 0
| 913 | 4 | 2 |  |  | 148 | 49 | 0.0187 | 0.15 | 0.913 | 0 | 0 | 0
| 914 | 4 | 2 |  |  | 148 | 49 | 0.0187 | 0.15 | 0.913 | 0 | 0 | 0
| 915 | 4 | 2 |  |  | 148 | 49 | 0.0187 | 0.15 | 0.913 | 0 | 0 | 0
| 916 | 4 | 2 |  |  | 148 | 49 | 0.0187 | 0.15 | 0.913 | 0 | 0 | 0
| 917 | 4 | 2 |  |  | 148 | 49 | 0.0187 | 0.15 | 0.913 | 0 | 0 | 0
| 918 | 4 | 2 |  |  | 148 | 49 | 0.0187 | 0.15 | 0.913 | 0 | 0 | 0
| 919 | 4 | 2 |  |  | 148 | 49 | 0.0187 | 0.15 | 0.913 | 0 | 0 | 0
| 920 | 4 | 2 |  |  | 148 | 49 | 0.0187 | 0.15 | 0.913 | 0 | 0 | 0
| 921 | 4 | 2 |  |  | 148 | 49 | 0.0187 | 0.15 | 0.913 | 0 | 0 | 0
| 922 | 4 | 2 |  |  | 148 | 49 | 0.0187 | 0.15 | 0.913 | 0 | 0 | 0
| 923 | 4 | 2 |  |  | 148 | 49 | 0.0187 | 0.15 | 0.913 | 0 | 0 | 0
| 924 | 4 | 2 |  |  | 148 | 49 | 0.0187 | 0.15 | 0.913 | 0 | 0 | 0
| 925 | 4 | 2 |  |  | 148 | 49 | 0.0187 | 0.15 | 0.913 | 0 | 0 | 0
| 926 | 4 | 2 |  |  | 148 | 49 | 0.0187 | 0.15 | 0.913 | 0 | 0 | 0
| 927 | 4 | 2 |  |  | 148 | 49 | 0.0187 | 0.15 | 0.913 | 0 | 0 | 0
| 928 | 4 | 2 |  |  | 148 | 49 | 0.0187 | 0.15 | 0.913 | 0 | 0 | 0
| 929 | 4 | 2 |  |  | 148 | 49 | 0.0187 | 0.15 | 0.913 | 0 | 0 | 0
| 930 | 4 | 2 |  |  | 148 | 49 | 0.0187 | 0.15 | 0.913 | 0 | 0 | 0
| 931 | 4 | 2 |  |  | 148 | 49 | 0.0187 | 0.15 | 0.913 | 0 | 0 | 0
| 932 | 4 | 2 |  |  | 148 | 49 | 0.0187 | 0.15 | 0.913 | 0 | 0 | 0
| 933 | 4 | 2 |  |  | 148 | 49 | 0.0187 | 0.15 | 0.913 | 0 | 0 | 0
| 934 | 4 | 2 |  |  | 148 | 49 | 0.0187 | 0.15 | 0.913 | 0 | 0 | 0
| 935 | 4 | 2 |  |  | 148 | 49 | 0.0187 | 0.15 | 0.913 | 0 | 0 | 0
| 936 | 4 | 2 |  |  | 148 | 49 | 0.0187 | 0.15 | 0.913 | 0 | 0 | 0
| 937 | 4 | 2 |  |  | 148 | 49 | 0.0187 | 0.15 | 0.913 | 0 | 0 | 0
| 938 | 4 | 2 |  |  | 148 | 49 | 0.0187 | 0.15 | 0.913 | 0 | 0 | 0
| 939 | 4 | 2 |  |  | 148 | 49 | 0.0187 | 0.15 | 0.913 | 0 | 0 | 0
| 940 | 4 | 2 |  |  | 148 | 49 | 0.0187 | 0.15 | 0.913 | 0 | 0 | 0
| 941 | 10 | 2 |  |  | 340 | 125 | 0.0187 | 0.15 | 0.913 | 0 | 0 | 0
| 942 | 10 | 2 |  |  | 340 | 125 | 0.0187 | 0.15 | 0.913 | 0 | 0 | 0
| 943 | 10 | 2 |  |  | 340 | 125 | 0.0187 | 0.15 | 0.913 | 0 | 0 | 0
| 944 | 10 | 2 |  |  | 340 | 125 | 0.0187 | 0.15 | 0.913 | 0 | 0 | 0
| 945 | 10 | 2 |  |  | 340 | 125 | 0.0187 | 0.15 | 0.913 | 0 | 0 | 0
| 946 | 10 | 2 |  |  | 340 | 125 | 0.0187 | 0.15 | 0.913 | 0 | 0 | 0
| 947 | 10 | 2 |  |  | 340 | 125 | 0.0187 | 0.15 | 0.913 | 0 | 0 | 0
| 948 | 10 | 2 |  |  | 340 | 125 | 0.0187 | 0.15 | 0.913 | 0 | 0 | 0
| 949 | 10 | 2 |  |  | 340 | 125 | 0.0187 | 0.15 | 0.913 | 0 | 0 | 0
| 950 | 10 | 2 |  |  | 340 | 125 | 0.0187 | 0.15 | 0.913 | 0 | 0 | 0
| 951 | 10 | 2 |  |  | 340 | 125 | 0.0187 | 0.15 | 0.913 | 0 | 0 | 0
| 952 | 10 | 2 |  |  | 340 | 125 | 0.0187 | 0.15 | 0.913 | 0 | 0 | 0
| 953 | 10 | 2 |  |  | 340 | 125 | 0.0187 | 0.15 | 0.913 | 0 | 0 | 0
| 954 | 11 | 2 |  |  | 385 | 145 | 0.0187 | 0.15 | 0.913 | 0 | 0 | 0
| 955 | 11 | 2 |  |  | 385 | 145 | 0.0187 | 0.15 | 0.913 | 0 | 0 | 0
| 956 | 11 | 2 |  |  | 385 | 145 | 0.0187 | 0.15 | 0.913 | 0 | 0 | 0
| 957 | 11 | 2 |  |  | 385 | 145 | 0.0187 | 0.15 | 0.913 | 0 | 0 | 0
| 958 | 11 | 2 |  |  | 385 | 145 | 0.0187 | 0.15 | 0.913 | 0 | 0 | 0
| 959 | 11 | 2 |  |  | 385 | 145 | 0.0187 | 0.15 | 0.913 | 0 | 0 | 0
| 960 | 11 | 2 |  |  | 385 | 145 | 0.0187 | 0.15 | 0.913 | 0 | 0 | 0
| 961 | 11 | 2 |  |  | 385 | 145 | 0.0187 | 0.15 | 0.913 | 0 | 0 | 0
| 962 | 11 | 2 |  |  | 385 | 145 | 0.0187 | 0.15 | 0.913 | 0 | 0 | 0
| 963 | 11 | 2 |  |  | 385 | 145 | 0.0187 | 0.15 | 0.913 | 0 | 0 | 0
| 964 | 11 | 2 |  |  | 385 | 145 | 0.0187 | 0.15 | 0.913 | 0 | 0 | 0
| 965 | 11 | 2 |  |  | 385 | 145 | 0.0187 | 0.15 | 0.913 | 0 | 0 | 0
| 966 | 11 | 2 |  |  | 385 | 145 | 0.0187 | 0.15 | 0.913 | 0 | 0 | 0
| 967 | 11 | 2 |  |  | 385 | 145 | 0.0187 | 0.15 | 0.913 | 0 | 0 | 0
| 968 | 11 | 2 |  |  | 385 | 145 | 0.0187 | 0.15 | 0.913 | 0 | 0 | 0
| 969 | 11 | 2 |  |  | 385 | 145 | 0.0187 | 0.15 | 0.913 | 0 | 0 | 0
| 970 | 11 | 2 |  |  | 385 | 145 | 0.0187 | 0.15 | 0.913 | 0 | 0 | 0
| 971 | 11 | 2 |  |  | 385 | 145 | 0.0187 | 0.15 | 0.913 | 0 | 0 | 0
| 972 | 11 | 2 |  |  | 385 | 145 | 0.0187 | 0.15 | 0.913 | 0 | 0 | 0
| 973 | 11 | 2 |  |  | 385 | 145 | 0.0187 | 0.15 | 0.913 | 0 | 0 | 0
| 974 | 11 | 2 |  |  | 385 | 145 | 0.0187 | 0.15 | 0.913 | 0 | 0 | 0
| 975 | 11 | 2 |  |  | 385 | 145 | 0.0187 | 0.15 | 0.913 | 0 | 0 | 0
| 976 | 12 | 2 |  |  | 433 | 165 | 0.0187 | 0.15 | 0.913 | 0 | 0 | 0
| 977 | 12 | 2 |  |  | 433 | 165 | 0.0187 | 0.15 | 0.913 | 0 | 0 | 0
| 978 | 12 | 2 |  |  | 433 | 165 | 0.0187 | 0.15 | 0.913 | 0 | 0 | 0
| 979 | 12 | 2 |  |  | 433 | 165 | 0.0187 | 0.15 | 0.913 | 0 | 0 | 0
| 980 | 12 | 2 |  |  | 433 | 165 | 0.0187 | 0.15 | 0.913 | 0 | 0 | 0
| 981 | 12 | 2 |  |  | 433 | 165 | 0.0187 | 0.15 | 0.913 | 0 | 0 | 0
| 982 | 12 | 2 |  |  | 433 | 165 | 0.0187 | 0.15 | 0.913 | 0 | 0 | 0
| 983 | 12 | 2 |  |  | 433 | 165 | 0.0187 | 0.15 | 0.913 | 0 | 0 | 0
| 984 | 12 | 2 |  |  | 433 | 165 | 0.0187 | 0.15 | 0.913 | 0 | 0 | 0
| 985 | 12 | 2 |  |  | 433 | 165 | 0.0187 | 0.15 | 0.913 | 0 | 0 | 0
| 986 | 12 | 2 |  |  | 433 | 165 | 0.0187 | 0.15 | 0.913 | 0 | 0 | 0
| 987 | 12 | 2 |  |  | 433 | 165 | 0.0187 | 0.15 | 0.913 | 0 | 0 | 0
| 988 | 12 | 2 |  |  | 433 | 165 | 0.0187 | 0.15 | 0.913 | 0 | 0 | 0
| 989 | 12 | 2 |  |  | 433 | 165 | 0.0187 | 0.15 | 0.913 | 0 | 0 | 0
| 990 | 12 | 2 |  |  | 433 | 165 | 0.0187 | 0.15 | 0.913 | 0 | 0 | 0
| 991 | 12 | 2 |  |  | 433 | 165 | 0.0187 | 0.15 | 0.913 | 0 | 0 | 0
| 992 | 12 | 2 |  |  | 433 | 165 | 0.0187 | 0.15 | 0.913 | 0 | 0 | 0
| 993 | 12 | 2 |  |  | 433 | 165 | 0.0187 | 0.15 | 0.913 | 0 | 0 | 0
| 994 | 12 | 2 |  |  | 433 | 165 | 0.0187 | 0.15 | 0.913 | 0 | 0 | 0
| 995 | 12 | 2 |  |  | 433 | 165 | 0.0187 | 0.15 | 0.913 | 0 | 0 | 0
| 996 | 12 | 2 |  |  | 433 | 165 | 0.0187 | 0.15 | 0.913 | 0 | 0 | 0
| 997 | 12 | 2 |  |  | 433 | 165 | 0.0187 | 0.15 | 0.913 | 0 | 0 | 0
| 998 | 12 | 2 |  |  | 433 | 165 | 0.0187 | 0.15 | 0.913 | 0 | 0 | 0
| 999 | 12 | 2 |  |  | 433 | 165 | 0.0187 | 0.15 | 0.913 | 0 | 0 | 0
| 1000 | 12 | 2 |  |  | 433 | 165 | 0.0187 | 0.15 | 0.913 | 0 | 0 | 0
| 1001 | 12 | 2 |  |  | 433 | 165 | 0.0187 | 0.15 | 0.913 | 0 | 0 | 0
| 1002 | 12 | 2 |  |  | 433 | 165 | 0.0187 | 0.15 | 0.913 | 0 | 0 | 0
| 1003 | 12 | 2 |  |  | 433 | 165 | 0.0187 | 0.15 | 0.913 | 0 | 0 | 0
| 1004 | 13 | 2 |  |  | 580 | 220 | 0.0187 | 0.15 | 0.913 | 0 | 0 | 0
| 1005 | 13 | 2 |  |  | 580 | 220 | 0.0187 | 0.15 | 0.913 | 0 | 0 | 0
| 1006 | 13 | 2 |  |  | 580 | 220 | 0.0187 | 0.15 | 0.913 | 0 | 0 | 0
| 1007 | 13 | 2 |  |  | 580 | 220 | 0.0187 | 0.15 | 0.913 | 0 | 0 | 0
| 1008 | 13 | 2 |  |  | 580 | 220 | 0.0187 | 0.15 | 0.913 | 0 | 0 | 0
| 1009 | 13 | 2 |  |  | 580 | 220 | 0.0187 | 0.15 | 0.913 | 0 | 0 | 0
| 1010 | 13 | 2 |  |  | 580 | 220 | 0.0187 | 0.15 | 0.913 | 0 | 0 | 0
| 1011 | 13 | 2 |  |  | 580 | 220 | 0.0187 | 0.15 | 0.913 | 0 | 0 | 0
| 1012 | 13 | 2 |  |  | 580 | 220 | 0.0187 | 0.15 | 0.913 | 0 | 0 | 0
| 1013 | 13 | 2 |  |  | 580 | 220 | 0.0187 | 0.15 | 0.913 | 0 | 0 | 0
| 1014 | 13 | 2 |  |  | 580 | 220 | 0.0187 | 0.15 | 0.913 | 0 | 0 | 0
| 1015 | 13 | 2 |  |  | 580 | 220 | 0.0187 | 0.15 | 0.913 | 0 | 0 | 0
| 1016 | 13 | 2 |  |  | 580 | 220 | 0.0187 | 0.15 | 0.913 | 0 | 0 | 0
| 1017 | 13 | 2 |  |  | 580 | 220 | 0.0187 | 0.15 | 0.913 | 0 | 0 | 0
| 1018 | 13 | 2 |  |  | 580 | 220 | 0.0187 | 0.15 | 0.913 | 0 | 0 | 0
| 1019 | 13 | 2 |  |  | 580 | 220 | 0.0187 | 0.15 | 0.913 | 0 | 0 | 0
| 1020 | 13 | 2 |  |  | 580 | 220 | 0.0187 | 0.15 | 0.913 | 0 | 0 | 0
| 1021 | 13 | 2 |  |  | 580 | 220 | 0.0187 | 0.15 | 0.913 | 0 | 0 | 0
| 1022 | 13 | 2 |  |  | 580 | 220 | 0.0187 | 0.15 | 0.913 | 0 | 0 | 0
| 1023 | 13 | 2 |  |  | 580 | 220 | 0.0187 | 0.15 | 0.913 | 0 | 0 | 0
| 1024 | 14 | 2 |  |  | 780 | 270 | 0.0187 | 0.15 | 0.913 | 0 | 0 | 0
| 1025 | 14 | 2 |  |  | 780 | 270 | 0.0187 | 0.15 | 0.913 | 0 | 0 | 0
| 1026 | 14 | 2 |  |  | 780 | 270 | 0.0187 | 0.15 | 0.913 | 0 | 0 | 0
| 1027 | 14 | 2 |  |  | 780 | 270 | 0.0187 | 0.15 | 0.913 | 0 | 0 | 0
| 1028 | 14 | 2 |  |  | 780 | 270 | 0.0187 | 0.15 | 0.913 | 0 | 0 | 0
| 1029 | 14 | 2 |  |  | 780 | 270 | 0.0187 | 0.15 | 0.913 | 0 | 0 | 0
| 1030 | 14 | 2 |  |  | 780 | 270 | 0.0187 | 0.15 | 0.913 | 0 | 0 | 0
| 1031 | 14 | 2 |  |  | 780 | 270 | 0.0187 | 0.15 | 0.913 | 0 | 0 | 0
| 1032 | 11 | 2 |  |  | 385 | 145 | 0.0187 | 0.15 | 0.913 | 0 | 0 | 0
| 1033 | 11 | 2 |  |  | 385 | 145 | 0.0187 | 0.15 | 0.913 | 0 | 0 | 0
| 1034 | 11 | 2 |  |  | 385 | 145 | 0.0187 | 0.15 | 0.913 | 0 | 0 | 0
| 1035 | 11 | 2 |  |  | 385 | 145 | 0.0187 | 0.15 | 0.913 | 0 | 0 | 0
| 1036 | 11 | 2 |  |  | 385 | 145 | 0.0187 | 0.15 | 0.913 | 0 | 0 | 0
| 1037 | 11 | 2 |  |  | 385 | 145 | 0.0187 | 0.15 | 0.913 | 0 | 0 | 0
| 1038 | 11 | 2 |  |  | 385 | 145 | 0.0187 | 0.15 | 0.913 | 0 | 0 | 0
| 1039 | 11 | 2 |  |  | 385 | 145 | 0.0187 | 0.15 | 0.913 | 0 | 0 | 0
| 1040 | 11 | 2 |  |  | 385 | 145 | 0.0187 | 0.15 | 0.913 | 0 | 0 | 0
| 1041 | 11 | 2 |  |  | 385 | 145 | 0.0187 | 0.15 | 0.913 | 0 | 0 | 0
| 1042 | 11 | 2 |  |  | 385 | 145 | 0.0187 | 0.15 | 0.913 | 0 | 0 | 0
| 1043 | 11 | 2 |  |  | 385 | 145 | 0.0187 | 0.15 | 0.913 | 0 | 0 | 0
| 1044 | 11 | 2 |  |  | 385 | 145 | 0.0187 | 0.15 | 0.913 | 0 | 0 | 0
| 1045 | 11 | 2 |  |  | 385 | 145 | 0.0187 | 0.15 | 0.913 | 0 | 0 | 0
| 1046 | 11 | 2 |  |  | 385 | 145 | 0.0187 | 0.15 | 0.913 | 0 | 0 | 0
| 1047 | 11 | 2 |  |  | 385 | 145 | 0.0187 | 0.15 | 0.913 | 0 | 0 | 0
| 1048 | 11 | 2 |  |  | 385 | 145 | 0.0187 | 0.15 | 0.913 | 0 | 0 | 0
| 1049 | 11 | 2 |  |  | 385 | 145 | 0.0187 | 0.15 | 0.913 | 0 | 0 | 0
| 1050 | 11 | 2 |  |  | 385 | 145 | 0.0187 | 0.15 | 0.913 | 0 | 0 | 0
| 1051 | 12 | 2 |  |  | 433 | 165 | 0.0187 | 0.15 | 0.913 | 0 | 0 | 0
| 1052 | 12 | 2 |  |  | 433 | 165 | 0.0187 | 0.15 | 0.913 | 0 | 0 | 0
| 1053 | 12 | 2 |  |  | 433 | 165 | 0.0187 | 0.15 | 0.913 | 0 | 0 | 0
| 1054 | 12 | 2 |  |  | 433 | 165 | 0.0187 | 0.15 | 0.913 | 0 | 0 | 0
| 1055 | 12 | 2 |  |  | 433 | 165 | 0.0187 | 0.15 | 0.913 | 0 | 0 | 0
| 1056 | 12 | 2 |  |  | 433 | 165 | 0.0187 | 0.15 | 0.913 | 0 | 0 | 0
| 1057 | 12 | 2 |  |  | 433 | 165 | 0.0187 | 0.15 | 0.913 | 0 | 0 | 0
| 1058 | 12 | 2 |  |  | 433 | 165 | 0.0187 | 0.15 | 0.913 | 0 | 0 | 0
| 1059 | 12 | 2 |  |  | 433 | 165 | 0.0187 | 0.15 | 0.913 | 0 | 0 | 0
| 1060 | 12 | 2 |  |  | 433 | 165 | 0.0187 | 0.15 | 0.913 | 0 | 0 | 0
| 1061 | 12 | 2 |  |  | 433 | 165 | 0.0187 | 0.15 | 0.913 | 0 | 0 | 0
| 1062 | 12 | 2 |  |  | 433 | 165 | 0.0187 | 0.15 | 0.913 | 0 | 0 | 0
| 1063 | 12 | 2 |  |  | 433 | 165 | 0.0187 | 0.15 | 0.913 | 0 | 0 | 0
| 1064 | 12 | 2 |  |  | 433 | 165 | 0.0187 | 0.15 | 0.913 | 0 | 0 | 0
| 1065 | 12 | 2 |  |  | 433 | 165 | 0.0187 | 0.15 | 0.913 | 0 | 0 | 0
| 1066 | 12 | 2 |  |  | 433 | 165 | 0.0187 | 0.15 | 0.913 | 0 | 0 | 0
| 1067 | 12 | 2 |  |  | 433 | 165 | 0.0187 | 0.15 | 0.913 | 0 | 0 | 0
| 1068 | 12 | 2 |  |  | 433 | 165 | 0.0187 | 0.15 | 0.913 | 0 | 0 | 0
| 1069 | 12 | 2 |  |  | 433 | 165 | 0.0187 | 0.15 | 0.913 | 0 | 0 | 0
| 1070 | 12 | 2 |  |  | 433 | 165 | 0.0187 | 0.15 | 0.913 | 0 | 0 | 0
| 1071 | 12 | 2 |  |  | 433 | 165 | 0.0187 | 0.15 | 0.913 | 0 | 0 | 0
| 1072 | 12 | 2 |  |  | 433 | 165 | 0.0187 | 0.15 | 0.913 | 0 | 0 | 0
| 1073 | 12 | 2 |  |  | 433 | 165 | 0.0187 | 0.15 | 0.913 | 0 | 0 | 0
| 1074 | 12 | 2 |  |  | 433 | 165 | 0.0187 | 0.15 | 0.913 | 0 | 0 | 0
| 1075 | 12 | 2 |  |  | 433 | 165 | 0.0187 | 0.15 | 0.913 | 0 | 0 | 0
| 1076 | 12 | 2 |  |  | 433 | 165 | 0.0187 | 0.15 | 0.913 | 0 | 0 | 0
| 1077 | 12 | 2 |  |  | 433 | 165 | 0.0187 | 0.15 | 0.913 | 0 | 0 | 0
| 1078 | 12 | 2 |  |  | 433 | 165 | 0.0187 | 0.15 | 0.913 | 0 | 0 | 0
| 1079 | 12 | 2 |  |  | 433 | 165 | 0.0187 | 0.15 | 0.913 | 0 | 0 | 0
| 1080 | 12 | 2 |  |  | 433 | 165 | 0.0187 | 0.15 | 0.913 | 0 | 0 | 0
| 1081 | 12 | 2 |  |  | 433 | 165 | 0.0187 | 0.15 | 0.913 | 0 | 0 | 0
| 1082 | 12 | 2 |  |  | 433 | 165 | 0.0187 | 0.15 | 0.913 | 0 | 0 | 0
| 1083 | 12 | 2 |  |  | 433 | 165 | 0.0187 | 0.15 | 0.913 | 0 | 0 | 0
| 1084 | 12 | 2 |  |  | 433 | 165 | 0.0187 | 0.15 | 0.913 | 0 | 0 | 0
| 1085 | 12 | 2 |  |  | 433 | 165 | 0.0187 | 0.15 | 0.913 | 0 | 0 | 0
| 1086 | 12 | 2 |  |  | 433 | 165 | 0.0187 | 0.15 | 0.913 | 0 | 0 | 0
| 1087 | 12 | 2 |  |  | 433 | 165 | 0.0187 | 0.15 | 0.913 | 0 | 0 | 0
| 1088 | 12 | 2 |  |  | 433 | 165 | 0.0187 | 0.15 | 0.913 | 0 | 0 | 0
| 1089 | 12 | 2 |  |  | 433 | 165 | 0.0187 | 0.15 | 0.913 | 0 | 0 | 0
| 1090 | 12 | 2 |  |  | 433 | 165 | 0.0187 | 0.15 | 0.913 | 0 | 0 | 0
| 1091 | 12 | 2 |  |  | 433 | 165 | 0.0187 | 0.15 | 0.913 | 0 | 0 | 0
| 1092 | 12 | 2 |  |  | 433 | 165 | 0.0187 | 0.15 | 0.913 | 0 | 0 | 0
| 1093 | 12 | 2 |  |  | 433 | 165 | 0.0187 | 0.15 | 0.913 | 0 | 0 | 0
| 1094 | 12 | 2 |  |  | 433 | 165 | 0.0187 | 0.15 | 0.913 | 0 | 0 | 0
| 1095 | 12 | 2 |  |  | 433 | 165 | 0.0187 | 0.15 | 0.913 | 0 | 0 | 0
| 1096 | 12 | 2 |  |  | 433 | 165 | 0.0187 | 0.15 | 0.913 | 0 | 0 | 0
| 1097 | 12 | 2 |  |  | 433 | 165 | 0.0187 | 0.15 | 0.913 | 0 | 0 | 0
| 1098 | 12 | 2 |  |  | 433 | 165 | 0.0187 | 0.15 | 0.913 | 0 | 0 | 0
| 1099 | 12 | 2 |  |  | 433 | 165 | 0.0187 | 0.15 | 0.913 | 0 | 0 | 0
| 1100 | 12 | 2 |  |  | 433 | 165 | 0.0187 | 0.15 | 0.913 | 0 | 0 | 0
| 1101 | 12 | 2 |  |  | 433 | 165 | 0.0187 | 0.15 | 0.913 | 0 | 0 | 0
| 1102 | 12 | 2 |  |  | 433 | 165 | 0.0187 | 0.15 | 0.913 | 0 | 0 | 0
| 1103 | 12 | 2 |  |  | 433 | 165 | 0.0187 | 0.15 | 0.913 | 0 | 0 | 0
| 1104 | 12 | 2 |  |  | 433 | 165 | 0.0187 | 0.15 | 0.913 | 0 | 0 | 0
| 1105 | 12 | 2 |  |  | 433 | 165 | 0.0187 | 0.15 | 0.913 | 0 | 0 | 0
| 1106 | 12 | 2 |  |  | 433 | 165 | 0.0187 | 0.15 | 0.913 | 0 | 0 | 0
| 1107 | 12 | 2 |  |  | 433 | 165 | 0.0187 | 0.15 | 0.913 | 0 | 0 | 0
| 1108 | 12 | 2 |  |  | 433 | 165 | 0.0187 | 0.15 | 0.913 | 0 | 0 | 0
| 1109 | 12 | 2 |  |  | 433 | 165 | 0.0187 | 0.15 | 0.913 | 0 | 0 | 0
| 1110 | 12 | 2 |  |  | 433 | 165 | 0.0187 | 0.15 | 0.913 | 0 | 0 | 0
| 1111 | 12 | 2 |  |  | 433 | 165 | 0.0187 | 0.15 | 0.913 | 0 | 0 | 0
| 1112 | 12 | 2 |  |  | 433 | 165 | 0.0187 | 0.15 | 0.913 | 0 | 0 | 0
| 1113 | 12 | 2 |  |  | 433 | 165 | 0.0187 | 0.15 | 0.913 | 0 | 0 | 0
| 1114 | 13 | 2 |  |  | 580 | 220 | 0.0187 | 0.15 | 0.913 | 0 | 0 | 0
| 1115 | 13 | 2 |  |  | 580 | 220 | 0.0187 | 0.15 | 0.913 | 0 | 0 | 0
| 1116 | 13 | 2 |  |  | 580 | 220 | 0.0187 | 0.15 | 0.913 | 0 | 0 | 0
| 1117 | 13 | 2 |  |  | 580 | 220 | 0.0187 | 0.15 | 0.913 | 0 | 0 | 0
| 1118 | 13 | 2 |  |  | 580 | 220 | 0.0187 | 0.15 | 0.913 | 0 | 0 | 0
| 1119 | 13 | 2 |  |  | 580 | 220 | 0.0187 | 0.15 | 0.913 | 0 | 0 | 0
| 1120 | 13 | 2 |  |  | 580 | 220 | 0.0187 | 0.15 | 0.913 | 0 | 0 | 0
| 1121 | 13 | 2 |  |  | 580 | 220 | 0.0187 | 0.15 | 0.913 | 0 | 0 | 0
| 1122 | 13 | 2 |  |  | 580 | 220 | 0.0187 | 0.15 | 0.913 | 0 | 0 | 0
| 1123 | 13 | 2 |  |  | 580 | 220 | 0.0187 | 0.15 | 0.913 | 0 | 0 | 0
| 1124 | 13 | 2 |  |  | 580 | 220 | 0.0187 | 0.15 | 0.913 | 0 | 0 | 0
| 1125 | 13 | 2 |  |  | 580 | 220 | 0.0187 | 0.15 | 0.913 | 0 | 0 | 0
| 1126 | 13 | 2 |  |  | 580 | 220 | 0.0187 | 0.15 | 0.913 | 0 | 0 | 0
| 1127 | 13 | 2 |  |  | 580 | 220 | 0.0187 | 0.15 | 0.913 | 0 | 0 | 0
| 1128 | 13 | 2 |  |  | 580 | 220 | 0.0187 | 0.15 | 0.913 | 0 | 0 | 0
| 1129 | 13 | 2 |  |  | 580 | 220 | 0.0187 | 0.15 | 0.913 | 0 | 0 | 0
| 1130 | 13 | 2 |  |  | 580 | 220 | 0.0187 | 0.15 | 0.913 | 0 | 0 | 0
| 1131 | 13 | 2 |  |  | 580 | 220 | 0.0187 | 0.15 | 0.913 | 0 | 0 | 0
| 1132 | 13 | 2 |  |  | 580 | 220 | 0.0187 | 0.15 | 0.913 | 0 | 0 | 0
| 1133 | 13 | 2 |  |  | 580 | 220 | 0.0187 | 0.15 | 0.913 | 0 | 0 | 0
| 1134 | 13 | 2 |  |  | 580 | 220 | 0.0187 | 0.15 | 0.913 | 0 | 0 | 0
| 1135 | 13 | 2 |  |  | 580 | 220 | 0.0187 | 0.15 | 0.913 | 0 | 0 | 0
| 1136 | 13 | 2 |  |  | 580 | 220 | 0.0187 | 0.15 | 0.913 | 0 | 0 | 0
| 1137 | 13 | 2 |  |  | 580 | 220 | 0.0187 | 0.15 | 0.913 | 0 | 0 | 0
| 1138 | 13 | 2 |  |  | 580 | 220 | 0.0187 | 0.15 | 0.913 | 0 | 0 | 0
| 1139 | 13 | 2 |  |  | 580 | 220 | 0.0187 | 0.15 | 0.913 | 0 | 0 | 0
| 1140 | 13 | 2 |  |  | 580 | 220 | 0.0187 | 0.15 | 0.913 | 0 | 0 | 0
| 1141 | 13 | 2 |  |  | 580 | 220 | 0.0187 | 0.15 | 0.913 | 0 | 0 | 0
| 1142 | 13 | 2 |  |  | 580 | 220 | 0.0187 | 0.15 | 0.913 | 0 | 0 | 0
| 1143 | 13 | 2 |  |  | 580 | 220 | 0.0187 | 0.15 | 0.913 | 0 | 0 | 0
| 1144 | 13 | 2 |  |  | 580 | 220 | 0.0187 | 0.15 | 0.913 | 0 | 0 | 0
| 1145 | 13 | 2 |  |  | 580 | 220 | 0.0187 | 0.15 | 0.913 | 0 | 0 | 0
| 1146 | 13 | 2 |  |  | 580 | 220 | 0.0187 | 0.15 | 0.913 | 0 | 0 | 0
| 1147 | 13 | 2 |  |  | 580 | 220 | 0.0187 | 0.15 | 0.913 | 0 | 0 | 0
| 1148 | 13 | 2 |  |  | 580 | 220 | 0.0187 | 0.15 | 0.913 | 0 | 0 | 0
| 1149 | 13 | 2 |  |  | 580 | 220 | 0.0187 | 0.15 | 0.913 | 0 | 0 | 0
| 1150 | 13 | 2 |  |  | 580 | 220 | 0.0187 | 0.15 | 0.913 | 0 | 0 | 0
| 1151 | 13 | 2 |  |  | 580 | 220 | 0.0187 | 0.15 | 0.913 | 0 | 0 | 0
| 1152 | 13 | 2 |  |  | 580 | 220 | 0.0187 | 0.15 | 0.913 | 0 | 0 | 0
| 1153 | 13 | 2 |  |  | 580 | 220 | 0.0187 | 0.15 | 0.913 | 0 | 0 | 0
| 1154 | 13 | 2 |  |  | 580 | 220 | 0.0187 | 0.15 | 0.913 | 0 | 0 | 0
| 1155 | 13 | 2 |  |  | 580 | 220 | 0.0187 | 0.15 | 0.913 | 0 | 0 | 0
| 1156 | 13 | 2 |  |  | 580 | 220 | 0.0187 | 0.15 | 0.913 | 0 | 0 | 0
| 1157 | 13 | 2 |  |  | 580 | 220 | 0.0187 | 0.15 | 0.913 | 0 | 0 | 0
| 1158 | 13 | 2 |  |  | 580 | 220 | 0.0187 | 0.15 | 0.913 | 0 | 0 | 0
| 1159 | 13 | 2 |  |  | 580 | 220 | 0.0187 | 0.15 | 0.913 | 0 | 0 | 0
| 1160 | 13 | 2 |  |  | 580 | 220 | 0.0187 | 0.15 | 0.913 | 0 | 0 | 0
| 1161 | 13 | 2 |  |  | 580 | 220 | 0.0187 | 0.15 | 0.913 | 0 | 0 | 0
| 1162 | 14 | 2 |  |  | 780 | 270 | 0.0187 | 0.15 | 0.913 | 0 | 0 | 0
| 1163 | 14 | 2 |  |  | 780 | 270 | 0.0187 | 0.15 | 0.913 | 0 | 0 | 0
| 1164 | 14 | 2 |  |  | 780 | 270 | 0.0187 | 0.15 | 0.913 | 0 | 0 | 0
| 1165 | 14 | 2 |  |  | 780 | 270 | 0.0187 | 0.15 | 0.913 | 0 | 0 | 0
| 1166 | 14 | 2 |  |  | 780 | 270 | 0.0187 | 0.15 | 0.913 | 0 | 0 | 0
| 1167 | 14 | 2 |  |  | 780 | 270 | 0.0187 | 0.15 | 0.913 | 0 | 0 | 0
| 1168 | 14 | 2 |  |  | 780 | 270 | 0.0187 | 0.15 | 0.913 | 0 | 0 | 0
| 1169 | 14 | 2 |  |  | 780 | 270 | 0.0187 | 0.15 | 0.913 | 0 | 0 | 0
| 1170 | 14 | 2 |  |  | 780 | 270 | 0.0187 | 0.15 | 0.913 | 0 | 0 | 0
| 1171 | 14 | 2 |  |  | 780 | 270 | 0.0187 | 0.15 | 0.913 | 0 | 0 | 0
| 1172 | 14 | 2 |  |  | 780 | 270 | 0.0187 | 0.15 | 0.913 | 0 | 0 | 0
| 1173 | 14 | 2 |  |  | 780 | 270 | 0.0187 | 0.15 | 0.913 | 0 | 0 | 0
| 1174 | 14 | 2 |  |  | 780 | 270 | 0.0187 | 0.15 | 0.913 | 0 | 0 | 0
| 1175 | 14 | 2 |  |  | 780 | 270 | 0.0187 | 0.15 | 0.913 | 0 | 0 | 0
| 1176 | 14 | 2 |  |  | 780 | 270 | 0.0187 | 0.15 | 0.913 | 0 | 0 | 0
| 1177 | 14 | 2 |  |  | 780 | 270 | 0.0187 | 0.15 | 0.913 | 0 | 0 | 0
| 1178 | 14 | 2 |  |  | 780 | 270 | 0.0187 | 0.15 | 0.913 | 0 | 0 | 0
| 1179 | 14 | 2 |  |  | 780 | 270 | 0.0187 | 0.15 | 0.913 | 0 | 0 | 0
| 1180 | 17 | 2 |  |  | 433 | 165 | 0.0187 | 0.15 | 0.913 | 0 | 0 | 0
| 1181 | 17 | 2 |  |  | 433 | 165 | 0.0187 | 0.15 | 0.913 | 0 | 0 | 0
| 1182 | 17 | 2 |  |  | 433 | 165 | 0.0187 | 0.15 | 0.913 | 0 | 0 | 0
| 1183 | 17 | 2 |  |  | 433 | 165 | 0.0187 | 0.15 | 0.913 | 0 | 0 | 0
| 1184 | 17 | 2 |  |  | 433 | 165 | 0.0187 | 0.15 | 0.913 | 0 | 0 | 0
| 1185 | 17 | 2 |  |  | 433 | 165 | 0.0187 | 0.15 | 0.913 | 0 | 0 | 0
| 1186 | 17 | 2 |  |  | 433 | 165 | 0.0187 | 0.15 | 0.913 | 0 | 0 | 0
| 1187 | 17 | 2 |  |  | 433 | 165 | 0.0187 | 0.15 | 0.913 | 0 | 0 | 0
| 1188 | 17 | 2 |  |  | 433 | 165 | 0.0187 | 0.15 | 0.913 | 0 | 0 | 0
| 1189 | 17 | 2 |  |  | 433 | 165 | 0.0187 | 0.15 | 0.913 | 0 | 0 | 0
| 1190 | 17 | 2 |  |  | 433 | 165 | 0.0187 | 0.15 | 0.913 | 0 | 0 | 0
| 1191 | 17 | 2 |  |  | 433 | 165 | 0.0187 | 0.15 | 0.913 | 0 | 0 | 0
| 1192 | 17 | 2 |  |  | 433 | 165 | 0.0187 | 0.15 | 0.913 | 0 | 0 | 0
| 1193 | 17 | 2 |  |  | 433 | 165 | 0.0187 | 0.15 | 0.913 | 0 | 0 | 0
| 1194 | 17 | 2 |  |  | 433 | 165 | 0.0187 | 0.15 | 0.913 | 0 | 0 | 0
| 1195 | 17 | 2 |  |  | 433 | 165 | 0.0187 | 0.15 | 0.913 | 0 | 0 | 0
| 1196 | 17 | 2 |  |  | 433 | 165 | 0.0187 | 0.15 | 0.913 | 0 | 0 | 0
| 1197 | 18 | 2 |  |  | 580 | 220 | 0.0187 | 0.15 | 0.913 | 0 | 0 | 0
| 1198 | 18 | 2 |  |  | 580 | 220 | 0.0187 | 0.15 | 0.913 | 0 | 0 | 0
| 1199 | 18 | 2 |  |  | 580 | 220 | 0.0187 | 0.15 | 0.913 | 0 | 0 | 0
| 1200 | 18 | 2 |  |  | 580 | 220 | 0.0187 | 0.15 | 0.913 | 0 | 0 | 0
| 1201 | 18 | 2 |  |  | 580 | 220 | 0.0187 | 0.15 | 0.913 | 0 | 0 | 0
| 1202 | 10 | 2 |  |  | 340 | 125 | 0.0187 | 0.15 | 0.913 | 0 | 0 | 0
| 1203 | 10 | 2 |  |  | 340 | 125 | 0.0187 | 0.15 | 0.913 | 0 | 0 | 0
| 1204 | 10 | 2 |  |  | 340 | 125 | 0.0187 | 0.15 | 0.913 | 0 | 0 | 0
| 1205 | 10 | 2 |  |  | 340 | 125 | 0.0187 | 0.15 | 0.913 | 0 | 0 | 0
| 1206 | 10 | 2 |  |  | 340 | 125 | 0.0187 | 0.15 | 0.913 | 0 | 0 | 0
| 1207 | 10 | 2 |  |  | 340 | 125 | 0.0187 | 0.15 | 0.913 | 0 | 0 | 0
| 1208 | 10 | 2 |  |  | 340 | 125 | 0.0187 | 0.15 | 0.913 | 0 | 0 | 0
| 1209 | 10 | 2 |  |  | 340 | 125 | 0.0187 | 0.15 | 0.913 | 0 | 0 | 0
| 1210 | 10 | 2 |  |  | 340 | 125 | 0.0187 | 0.15 | 0.913 | 0 | 0 | 0
| 1211 | 10 | 2 |  |  | 340 | 125 | 0.0187 | 0.15 | 0.913 | 0 | 0 | 0
| 1212 | 10 | 2 |  |  | 340 | 125 | 0.0187 | 0.15 | 0.913 | 0 | 0 | 0
| 1213 | 10 | 2 |  |  | 340 | 125 | 0.0187 | 0.15 | 0.913 | 0 | 0 | 0
| 1214 | 10 | 2 |  |  | 340 | 125 | 0.0187 | 0.15 | 0.913 | 0 | 0 | 0
| 1215 | 10 | 2 |  |  | 340 | 125 | 0.0187 | 0.15 | 0.913 | 0 | 0 | 0
| 1216 | 10 | 2 |  |  | 340 | 125 | 0.0187 | 0.15 | 0.913 | 0 | 0 | 0
| 1217 | 10 | 2 |  |  | 340 | 125 | 0.0187 | 0.15 | 0.913 | 0 | 0 | 0
| 1218 | 10 | 2 |  |  | 340 | 125 | 0.0187 | 0.15 | 0.913 | 0 | 0 | 0
| 1219 | 10 | 2 |  |  | 340 | 125 | 0.0187 | 0.15 | 0.913 | 0 | 0 | 0
| 1220 | 10 | 2 |  |  | 340 | 125 | 0.0187 | 0.15 | 0.913 | 0 | 0 | 0
| 1221 | 10 | 2 |  |  | 340 | 125 | 0.0187 | 0.15 | 0.913 | 0 | 0 | 0
| 1222 | 10 | 2 |  |  | 340 | 125 | 0.0187 | 0.15 | 0.913 | 0 | 0 | 0
| 1223 | 10 | 2 |  |  | 340 | 125 | 0.0187 | 0.15 | 0.913 | 0 | 0 | 0
| 1224 | 10 | 2 |  |  | 340 | 125 | 0.0187 | 0.15 | 0.913 | 0 | 0 | 0
| 1225 | 10 | 2 |  |  | 340 | 125 | 0.0187 | 0.15 | 0.913 | 0 | 0 | 0
| 1226 | 10 | 2 |  |  | 340 | 125 | 0.0187 | 0.15 | 0.913 | 0 | 0 | 0
| 1227 | 10 | 2 |  |  | 340 | 125 | 0.0187 | 0.15 | 0.913 | 0 | 0 | 0
| 1228 | 10 | 2 |  |  | 340 | 125 | 0.0187 | 0.15 | 0.913 | 0 | 0 | 0
| 1229 | 10 | 2 |  |  | 340 | 125 | 0.0187 | 0.15 | 0.913 | 0 | 0 | 0
| 1230 | 10 | 2 |  |  | 340 | 125 | 0.0187 | 0.15 | 0.913 | 0 | 0 | 0
| 1231 | 10 | 2 |  |  | 340 | 125 | 0.0187 | 0.15 | 0.913 | 0 | 0 | 0
| 1232 | 10 | 2 |  |  | 340 | 125 | 0.0187 | 0.15 | 0.913 | 0 | 0 | 0
| 1233 | 10 | 2 |  |  | 340 | 125 | 0.0187 | 0.15 | 0.913 | 0 | 0 | 0
| 1234 | 10 | 2 |  |  | 340 | 125 | 0.0187 | 0.15 | 0.913 | 0 | 0 | 0
| 1235 | 10 | 2 |  |  | 340 | 125 | 0.0187 | 0.15 | 0.913 | 0 | 0 | 0
| 1236 | 10 | 2 |  |  | 340 | 125 | 0.0187 | 0.15 | 0.913 | 0 | 0 | 0
| 1237 | 10 | 2 |  |  | 340 | 125 | 0.0187 | 0.15 | 0.913 | 0 | 0 | 0
| 1238 | 10 | 2 |  |  | 340 | 125 | 0.0187 | 0.15 | 0.913 | 0 | 0 | 0
| 1239 | 10 | 2 |  |  | 340 | 125 | 0.0187 | 0.15 | 0.913 | 0 | 0 | 0
| 1240 | 10 | 2 |  |  | 340 | 125 | 0.0187 | 0.15 | 0.913 | 0 | 0 | 0
| 1241 | 10 | 2 |  |  | 340 | 125 | 0.0187 | 0.15 | 0.913 | 0 | 0 | 0
| 1242 | 10 | 2 |  |  | 340 | 125 | 0.0187 | 0.15 | 0.913 | 0 | 0 | 0
| 1243 | 10 | 2 |  |  | 340 | 125 | 0.0187 | 0.15 | 0.913 | 0 | 0 | 0
| 1244 | 10 | 2 |  |  | 340 | 125 | 0.0187 | 0.15 | 0.913 | 0 | 0 | 0
| 1245 | 10 | 2 |  |  | 340 | 125 | 0.0187 | 0.15 | 0.913 | 0 | 0 | 0
| 1246 | 10 | 2 |  |  | 340 | 125 | 0.0187 | 0.15 | 0.913 | 0 | 0 | 0
| 1247 | 10 | 2 |  |  | 340 | 125 | 0.0187 | 0.15 | 0.913 | 0 | 0 | 0
| 1248 | 10 | 2 |  |  | 340 | 125 | 0.0187 | 0.15 | 0.913 | 0 | 0 | 0
| 1249 | 10 | 2 |  |  | 340 | 125 | 0.0187 | 0.15 | 0.913 | 0 | 0 | 0
| 1250 | 10 | 2 |  |  | 340 | 125 | 0.0187 | 0.15 | 0.913 | 0 | 0 | 0
| 1251 | 10 | 2 |  |  | 340 | 125 | 0.0187 | 0.15 | 0.913 | 0 | 0 | 0
| 1252 | 10 | 2 |  |  | 340 | 125 | 0.0187 | 0.15 | 0.913 | 0 | 0 | 0
| 1253 | 10 | 2 |  |  | 340 | 125 | 0.0187 | 0.15 | 0.913 | 0 | 0 | 0
| 1254 | 10 | 2 |  |  | 340 | 125 | 0.0187 | 0.15 | 0.913 | 0 | 0 | 0
| 1255 | 10 | 2 |  |  | 340 | 125 | 0.0187 | 0.15 | 0.913 | 0 | 0 | 0
| 1256 | 10 | 2 |  |  | 340 | 125 | 0.0187 | 0.15 | 0.913 | 0 | 0 | 0
| 1257 | 10 | 2 |  |  | 340 | 125 | 0.0187 | 0.15 | 0.913 | 0 | 0 | 0
| 1258 | 10 | 2 |  |  | 340 | 125 | 0.0187 | 0.15 | 0.913 | 0 | 0 | 0
| 1259 | 10 | 2 |  |  | 340 | 125 | 0.0187 | 0.15 | 0.913 | 0 | 0 | 0
| 1260 | 10 | 2 |  |  | 340 | 125 | 0.0187 | 0.15 | 0.913 | 0 | 0 | 0
| 1261 | 10 | 2 |  |  | 340 | 125 | 0.0187 | 0.15 | 0.913 | 0 | 0 | 0
| 1262 | 10 | 2 |  |  | 340 | 125 | 0.0187 | 0.15 | 0.913 | 0 | 0 | 0
| 1263 | 10 | 2 |  |  | 340 | 125 | 0.0187 | 0.15 | 0.913 | 0 | 0 | 0
| 1264 | 10 | 2 |  |  | 340 | 125 | 0.0187 | 0.15 | 0.913 | 0 | 0 | 0
| 1265 | 10 | 2 |  |  | 340 | 125 | 0.0187 | 0.15 | 0.913 | 0 | 0 | 0
| 1266 | 10 | 2 |  |  | 340 | 125 | 0.0187 | 0.15 | 0.913 | 0 | 0 | 0
| 1267 | 10 | 2 |  |  | 340 | 125 | 0.0187 | 0.15 | 0.913 | 0 | 0 | 0
| 1268 | 10 | 2 |  |  | 340 | 125 | 0.0187 | 0.15 | 0.913 | 0 | 0 | 0
| 1269 | 10 | 2 |  |  | 340 | 125 | 0.0187 | 0.15 | 0.913 | 0 | 0 | 0
| 1270 | 10 | 2 |  |  | 340 | 125 | 0.0187 | 0.15 | 0.913 | 0 | 0 | 0
| 1271 | 10 | 2 |  |  | 340 | 125 | 0.0187 | 0.15 | 0.913 | 0 | 0 | 0
| 1272 | 10 | 2 |  |  | 340 | 125 | 0.0187 | 0.15 | 0.913 | 0 | 0 | 0
| 1273 | 10 | 2 |  |  | 340 | 125 | 0.0187 | 0.15 | 0.913 | 0 | 0 | 0
| 1274 | 10 | 2 |  |  | 340 | 125 | 0.0187 | 0.15 | 0.913 | 0 | 0 | 0
| 1275 | 10 | 2 |  |  | 340 | 125 | 0.0187 | 0.15 | 0.913 | 0 | 0 | 0
| 1276 | 10 | 2 |  |  | 340 | 125 | 0.0187 | 0.15 | 0.913 | 0 | 0 | 0
| 1277 | 10 | 2 |  |  | 340 | 125 | 0.0187 | 0.15 | 0.913 | 0 | 0 | 0
| 1278 | 10 | 2 |  |  | 340 | 125 | 0.0187 | 0.15 | 0.913 | 0 | 0 | 0
| 1279 | 10 | 2 |  |  | 340 | 125 | 0.0187 | 0.15 | 0.913 | 0 | 0 | 0
| 1280 | 10 | 2 |  |  | 340 | 125 | 0.0187 | 0.15 | 0.913 | 0 | 0 | 0
| 1281 | 10 | 2 |  |  | 340 | 125 | 0.0187 | 0.15 | 0.913 | 0 | 0 | 0
| 1282 | 10 | 2 |  |  | 340 | 125 | 0.0187 | 0.15 | 0.913 | 0 | 0 | 0
| 1283 | 10 | 2 |  |  | 340 | 125 | 0.0187 | 0.15 | 0.913 | 0 | 0 | 0
| 1284 | 10 | 2 |  |  | 340 | 125 | 0.0187 | 0.15 | 0.913 | 0 | 0 | 0
| 1285 | 10 | 2 |  |  | 340 | 125 | 0.0187 | 0.15 | 0.913 | 0 | 0 | 0
| 1286 | 10 | 2 |  |  | 340 | 125 | 0.0187 | 0.15 | 0.913 | 0 | 0 | 0
| 1287 | 10 | 2 |  |  | 340 | 125 | 0.0187 | 0.15 | 0.913 | 0 | 0 | 0
| 1288 | 10 | 2 |  |  | 340 | 125 | 0.0187 | 0.15 | 0.913 | 0 | 0 | 0
| 1289 | 10 | 2 |  |  | 340 | 125 | 0.0187 | 0.15 | 0.913 | 0 | 0 | 0
| 1290 | 10 | 2 |  |  | 340 | 125 | 0.0187 | 0.15 | 0.913 | 0 | 0 | 0
| 1291 | 10 | 2 |  |  | 340 | 125 | 0.0187 | 0.15 | 0.913 | 0 | 0 | 0
| 1292 | 10 | 2 |  |  | 340 | 125 | 0.0187 | 0.15 | 0.913 | 0 | 0 | 0
| 1293 | 10 | 2 |  |  | 340 | 125 | 0.0187 | 0.15 | 0.913 | 0 | 0 | 0
| 1294 | 10 | 2 |  |  | 340 | 125 | 0.0187 | 0.15 | 0.913 | 0 | 0 | 0
| 1295 | 10 | 2 |  |  | 340 | 125 | 0.0187 | 0.15 | 0.913 | 0 | 0 | 0
| 1296 | 10 | 2 |  |  | 340 | 125 | 0.0187 | 0.15 | 0.913 | 0 | 0 | 0
| 1297 | 10 | 2 |  |  | 340 | 125 | 0.0187 | 0.15 | 0.913 | 0 | 0 | 0
| 1298 | 10 | 2 |  |  | 340 | 125 | 0.0187 | 0.15 | 0.913 | 0 | 0 | 0
| 1299 | 10 | 2 |  |  | 340 | 125 | 0.0187 | 0.15 | 0.913 | 0 | 0 | 0
| 1300 | 10 | 2 |  |  | 340 | 125 | 0.0187 | 0.15 | 0.913 | 0 | 0 | 0
| 1301 | 10 | 2 |  |  | 340 | 125 | 0.0187 | 0.15 | 0.913 | 0 | 0 | 0
| 1302 | 10 | 2 |  |  | 340 | 125 | 0.0187 | 0.15 | 0.913 | 0 | 0 | 0
| 1303 | 10 | 2 |  |  | 340 | 125 | 0.0187 | 0.15 | 0.913 | 0 | 0 | 0
| 1304 | 10 | 2 |  |  | 340 | 125 | 0.0187 | 0.15 | 0.913 | 0 | 0 | 0
| 1305 | 10 | 2 |  |  | 340 | 125 | 0.0187 | 0.15 | 0.913 | 0 | 0 | 0
| 1306 | 10 | 2 |  |  | 340 | 125 | 0.0187 | 0.15 | 0.913 | 0 | 0 | 0
| 1307 | 10 | 2 |  |  | 340 | 125 | 0.0187 | 0.15 | 0.913 | 0 | 0 | 0
| 1308 | 10 | 2 |  |  | 340 | 125 | 0.0187 | 0.15 | 0.913 | 0 | 0 | 0
| 1309 | 10 | 2 |  |  | 340 | 125 | 0.0187 | 0.15 | 0.913 | 0 | 0 | 0
| 1310 | 10 | 2 |  |  | 340 | 125 | 0.0187 | 0.15 | 0.913 | 0 | 0 | 0
| 1311 | 10 | 2 |  |  | 340 | 125 | 0.0187 | 0.15 | 0.913 | 0 | 0 | 0
| 1312 | 10 | 2 |  |  | 340 | 125 | 0.0187 | 0.15 | 0.913 | 0 | 0 | 0
| 1313 | 10 | 2 |  |  | 340 | 125 | 0.0187 | 0.15 | 0.913 | 0 | 0 | 0
| 1314 | 10 | 2 |  |  | 340 | 125 | 0.0187 | 0.15 | 0.913 | 0 | 0 | 0
| 1315 | 10 | 2 |  |  | 340 | 125 | 0.0187 | 0.15 | 0.913 | 0 | 0 | 0
| 1316 | 10 | 2 |  |  | 340 | 125 | 0.0187 | 0.15 | 0.913 | 0 | 0 | 0
| 1317 | 10 | 2 |  |  | 340 | 125 | 0.0187 | 0.15 | 0.913 | 0 | 0 | 0
| 1318 | 10 | 2 |  |  | 340 | 125 | 0.0187 | 0.15 | 0.913 | 0 | 0 | 0
| 1319 | 10 | 2 |  |  | 340 | 125 | 0.0187 | 0.15 | 0.913 | 0 | 0 | 0
| 1320 | 10 | 2 |  |  | 340 | 125 | 0.0187 | 0.15 | 0.913 | 0 | 0 | 0
| 1321 | 10 | 2 |  |  | 340 | 125 | 0.0187 | 0.15 | 0.913 | 0 | 0 | 0
| 1322 | 10 | 2 |  |  | 340 | 125 | 0.0187 | 0.15 | 0.913 | 0 | 0 | 0
| 1323 | 10 | 2 |  |  | 340 | 125 | 0.0187 | 0.15 | 0.913 | 0 | 0 | 0
| 1324 | 10 | 2 |  |  | 340 | 125 | 0.0187 | 0.15 | 0.913 | 0 | 0 | 0
| 1325 | 10 | 2 |  |  | 340 | 125 | 0.0187 | 0.15 | 0.913 | 0 | 0 | 0
| 1326 | 10 | 2 |  |  | 340 | 125 | 0.0187 | 0.15 | 0.913 | 0 | 0 | 0
| 1327 | 10 | 2 |  |  | 340 | 125 | 0.0187 | 0.15 | 0.913 | 0 | 0 | 0
| 1328 | 10 | 2 |  |  | 340 | 125 | 0.0187 | 0.15 | 0.913 | 0 | 0 | 0
| 1329 | 10 | 2 |  |  | 340 | 125 | 0.0187 | 0.15 | 0.913 | 0 | 0 | 0
| 1330 | 10 | 2 |  |  | 340 | 125 | 0.0187 | 0.15 | 0.913 | 0 | 0 | 0
| 1331 | 10 | 2 |  |  | 340 | 125 | 0.0187 | 0.15 | 0.913 | 0 | 0 | 0
| 1332 | 10 | 2 |  |  | 340 | 125 | 0.0187 | 0.15 | 0.913 | 0 | 0 | 0
| 1333 | 10 | 2 |  |  | 340 | 125 | 0.0187 | 0.15 | 0.913 | 0 | 0 | 0
| 1334 | 10 | 2 |  |  | 340 | 125 | 0.0187 | 0.15 | 0.913 | 0 | 0 | 0
| 1335 | 10 | 2 |  |  | 340 | 125 | 0.0187 | 0.15 | 0.913 | 0 | 0 | 0
| 1336 | 10 | 2 |  |  | 340 | 125 | 0.0187 | 0.15 | 0.913 | 0 | 0 | 0
| 1337 | 10 | 2 |  |  | 340 | 125 | 0.0187 | 0.15 | 0.913 | 0 | 0 | 0
| 1338 | 10 | 2 |  |  | 340 | 125 | 0.0187 | 0.15 | 0.913 | 0 | 0 | 0
| 1339 | 10 | 2 |  |  | 340 | 125 | 0.0187 | 0.15 | 0.913 | 0 | 0 | 0
| 1340 | 10 | 2 |  |  | 340 | 125 | 0.0187 | 0.15 | 0.913 | 0 | 0 | 0
| 1341 | 10 | 2 |  |  | 340 | 125 | 0.0187 | 0.15 | 0.913 | 0 | 0 | 0
| 1342 | 10 | 2 |  |  | 340 | 125 | 0.0187 | 0.15 | 0.913 | 0 | 0 | 0
| 1343 | 13 | 2 |  |  | 580 | 220 | 0.0187 | 0.15 | 0.913 | 0 | 0 | 0
| 1344 | 13 | 2 |  |  | 580 | 220 | 0.0187 | 0.15 | 0.913 | 0 | 0 | 0
| 1345 | 13 | 2 |  |  | 580 | 220 | 0.0187 | 0.15 | 0.913 | 0 | 0 | 0
| 1346 | 13 | 2 |  |  | 580 | 220 | 0.0187 | 0.15 | 0.913 | 0 | 0 | 0
| 1347 | 13 | 2 |  |  | 580 | 220 | 0.0187 | 0.15 | 0.913 | 0 | 0 | 0
| 1348 | 13 | 2 |  |  | 580 | 220 | 0.0187 | 0.15 | 0.913 | 0 | 0 | 0
| 1349 | 13 | 2 |  |  | 580 | 220 | 0.0187 | 0.15 | 0.913 | 0 | 0 | 0
| 1350 | 13 | 2 |  |  | 580 | 220 | 0.0187 | 0.15 | 0.913 | 0 | 0 | 0
| 1351 | 13 | 2 |  |  | 580 | 220 | 0.0187 | 0.15 | 0.913 | 0 | 0 | 0
| 1352 | 13 | 2 |  |  | 580 | 220 | 0.0187 | 0.15 | 0.913 | 0 | 0 | 0
| 1353 | 13 | 2 |  |  | 580 | 220 | 0.0187 | 0.15 | 0.913 | 0 | 0 | 0
| 1354 | 13 | 2 |  |  | 580 | 220 | 0.0187 | 0.15 | 0.913 | 0 | 0 | 0
| 1355 | 13 | 2 |  |  | 580 | 220 | 0.0187 | 0.15 | 0.913 | 0 | 0 | 0
| 1356 | 13 | 2 |  |  | 580 | 220 | 0.0187 | 0.15 | 0.913 | 0 | 0 | 0
| 1357 | 13 | 2 |  |  | 580 | 220 | 0.0187 | 0.15 | 0.913 | 0 | 0 | 0
| 1358 | 13 | 2 |  |  | 580 | 220 | 0.0187 | 0.15 | 0.913 | 0 | 0 | 0
| 1359 | 13 | 2 |  |  | 580 | 220 | 0.0187 | 0.15 | 0.913 | 0 | 0 | 0
| 1360 | 14 | 2 |  |  | 780 | 270 | 0.0187 | 0.15 | 0.913 | 0 | 0 | 0
| 1361 | 14 | 2 |  |  | 780 | 270 | 0.0187 | 0.15 | 0.913 | 0 | 0 | 0
| 1362 | 14 | 2 |  |  | 780 | 270 | 0.0187 | 0.15 | 0.913 | 0 | 0 | 0
| 1363 | 14 | 2 |  |  | 780 | 270 | 0.0187 | 0.15 | 0.913 | 0 | 0 | 0
| 1364 | 14 | 2 |  |  | 780 | 270 | 0.0187 | 0.15 | 0.913 | 0 | 0 | 0
| 1365 | 14 | 2 |  |  | 780 | 270 | 0.0187 | 0.15 | 0.913 | 0 | 0 | 0
| 1366 | 14 | 2 |  |  | 780 | 270 | 0.0187 | 0.15 | 0.913 | 0 | 0 | 0
| 1367 | 14 | 2 |  |  | 780 | 270 | 0.0187 | 0.15 | 0.913 | 0 | 0 | 0
| 1368 | 14 | 2 |  |  | 780 | 270 | 0.0187 | 0.15 | 0.913 | 0 | 0 | 0
| 1369 | 14 | 2 |  |  | 780 | 270 | 0.0187 | 0.15 | 0.913 | 0 | 0 | 0
| 1370 | 14 | 2 |  |  | 780 | 270 | 0.0187 | 0.15 | 0.913 | 0 | 0 | 0
| 1371 | 14 | 2 |  |  | 780 | 270 | 0.0187 | 0.15 | 0.913 | 0 | 0 | 0
| 1372 | 14 | 2 |  |  | 780 | 270 | 0.0187 | 0.15 | 0.913 | 0 | 0 | 0
| 1373 | 14 | 2 |  |  | 780 | 270 | 0.0187 | 0.15 | 0.913 | 0 | 0 | 0
| 1374 | 14 | 2 |  |  | 780 | 270 | 0.0187 | 0.15 | 0.913 | 0 | 0 | 0
| 1375 | 14 | 2 |  |  | 780 | 270 | 0.0187 | 0.15 | 0.913 | 0 | 0 | 0
| 1376 | 14 | 2 |  |  | 780 | 270 | 0.0187 | 0.15 | 0.913 | 0 | 0 | 0
| 1377 | 14 | 2 |  |  | 780 | 270 | 0.0187 | 0.15 | 0.913 | 0 | 0 | 0
| 1378 | 14 | 2 |  |  | 780 | 270 | 0.0187 | 0.15 | 0.913 | 0 | 0 | 0
| 1379 | 14 | 2 |  |  | 780 | 270 | 0.0187 | 0.15 | 0.913 | 0 | 0 | 0
| 1380 | 14 | 2 |  |  | 780 | 270 | 0.0187 | 0.15 | 0.913 | 0 | 0 | 0
| 1381 | 14 | 2 |  |  | 780 | 270 | 0.0187 | 0.15 | 0.913 | 0 | 0 | 0
| 1382 | 14 | 2 |  |  | 780 | 270 | 0.0187 | 0.15 | 0.913 | 0 | 0 | 0
| 1383 | 14 | 2 |  |  | 780 | 270 | 0.0187 | 0.15 | 0.913 | 0 | 0 | 0
| 1384 | 14 | 2 |  |  | 780 | 270 | 0.0187 | 0.15 | 0.913 | 0 | 0 | 0
| 1385 | 14 | 2 |  |  | 780 | 270 | 0.0187 | 0.15 | 0.913 | 0 | 0 | 0
| 1386 | 14 | 2 |  |  | 780 | 270 | 0.0187 | 0.15 | 0.913 | 0 | 0 | 0
| 1387 | 14 | 2 |  |  | 780 | 270 | 0.0187 | 0.15 | 0.913 | 0 | 0 | 0
| 1388 | 14 | 2 |  |  | 780 | 270 | 0.0187 | 0.15 | 0.913 | 0 | 0 | 0
| 1389 | 14 | 2 |  |  | 780 | 270 | 0.0187 | 0.15 | 0.913 | 0 | 0 | 0
| 1390 | 14 | 2 |  |  | 780 | 270 | 0.0187 | 0.15 | 0.913 | 0 | 0 | 0
| 1391 | 14 | 2 |  |  | 780 | 270 | 0.0187 | 0.15 | 0.913 | 0 | 0 | 0
| 1392 | 14 | 2 |  |  | 780 | 270 | 0.0187 | 0.15 | 0.913 | 0 | 0 | 0
| 1393 | 14 | 2 |  |  | 780 | 270 | 0.0187 | 0.15 | 0.913 | 0 | 0 | 0
| 1394 | 14 | 2 |  |  | 780 | 270 | 0.0187 | 0.15 | 0.913 | 0 | 0 | 0
| 1395 | 14 | 2 |  |  | 780 | 270 | 0.0187 | 0.15 | 0.913 | 0 | 0 | 0
| 1396 | 14 | 2 |  |  | 780 | 270 | 0.0187 | 0.15 | 0.913 | 0 | 0 | 0
| 1397 | 14 | 2 |  |  | 780 | 270 | 0.0187 | 0.15 | 0.913 | 0 | 0 | 0
| 1398 | 10 | 2 |  |  | 340 | 125 | 0.0187 | 0.15 | 0.913 | 0 | 0 | 0
| 1399 | 10 | 2 |  |  | 340 | 125 | 0.0187 | 0.15 | 0.913 | 0 | 0 | 0
| 1400 | 19 | 2 |  |  | 433 | 165 | 0.0187 | 0.15 | 0.913 | 0 | 0 | 0
| 1401 | 19 | 2 |  |  | 433 | 165 | 0.0187 | 0.15 | 0.913 | 0 | 0 | 0
| 1402 | 19 | 2 |  |  | 433 | 165 | 0.0187 | 0.15 | 0.913 | 0 | 0 | 0
| 1403 | 19 | 2 |  |  | 433 | 165 | 0.0187 | 0.15 | 0.913 | 0 | 0 | 0
| 1404 | 19 | 2 |  |  | 433 | 165 | 0.0187 | 0.15 | 0.913 | 0 | 0 | 0
| 1405 | 19 | 2 |  |  | 433 | 165 | 0.0187 | 0.15 | 0.913 | 0 | 0 | 0
| 1406 | 19 | 2 |  |  | 433 | 165 | 0.0187 | 0.15 | 0.913 | 0 | 0 | 0
| 1407 | 19 | 2 |  |  | 433 | 165 | 0.0187 | 0.15 | 0.913 | 0 | 0 | 0
| 1408 | 19 | 2 |  |  | 433 | 165 | 0.0187 | 0.15 | 0.913 | 0 | 0 | 0
| 1409 | 19 | 2 |  |  | 433 | 165 | 0.0187 | 0.15 | 0.913 | 0 | 0 | 0
| 1410 | 19 | 2 |  |  | 433 | 165 | 0.0187 | 0.15 | 0.913 | 0 | 0 | 0
| 1411 | 19 | 2 |  |  | 433 | 165 | 0.0187 | 0.15 | 0.913 | 0 | 0 | 0
| 1412 | 19 | 2 |  |  | 433 | 165 | 0.0187 | 0.15 | 0.913 | 0 | 0 | 0
| 1413 | 19 | 2 |  |  | 433 | 165 | 0.0187 | 0.15 | 0.913 | 0 | 0 | 0
| 1414 | 19 | 2 |  |  | 433 | 165 | 0.0187 | 0.15 | 0.913 | 0 | 0 | 0
| 1415 | 19 | 2 |  |  | 433 | 165 | 0.0187 | 0.15 | 0.913 | 0 | 0 | 0
| 1416 | 19 | 2 |  |  | 433 | 165 | 0.0187 | 0.15 | 0.913 | 0 | 0 | 0
| 1417 | 19 | 2 |  |  | 433 | 165 | 0.0187 | 0.15 | 0.913 | 0 | 0 | 0
| 1418 | 19 | 2 |  |  | 433 | 165 | 0.0187 | 0.15 | 0.913 | 0 | 0 | 0
| 1419 | 19 | 2 |  |  | 433 | 165 | 0.0187 | 0.15 | 0.913 | 0 | 0 | 0
| 1420 | 19 | 2 |  |  | 433 | 165 | 0.0187 | 0.15 | 0.913 | 0 | 0 | 0
| 1421 | 19 | 2 |  |  | 433 | 165 | 0.0187 | 0.15 | 0.913 | 0 | 0 | 0
| 1422 | 19 | 2 |  |  | 433 | 165 | 0.0187 | 0.15 | 0.913 | 0 | 0 | 0
| 1423 | 19 | 2 |  |  | 433 | 165 | 0.0187 | 0.15 | 0.913 | 0 | 0 | 0
| 1424 | 19 | 2 |  |  | 433 | 165 | 0.0187 | 0.15 | 0.913 | 0 | 0 | 0
| 1425 | 19 | 2 |  |  | 433 | 165 | 0.0187 | 0.15 | 0.913 | 0 | 0 | 0
| 1426 | 19 | 2 |  |  | 433 | 165 | 0.0187 | 0.15 | 0.913 | 0 | 0 | 0
| 1427 | 19 | 2 |  |  | 433 | 165 | 0.0187 | 0.15 | 0.913 | 0 | 0 | 0
| 1428 | 17 | 2 |  |  | 433 | 165 | 0.0187 | 0.15 | 0.913 | 0 | 0 | 0
| 1429 | 17 | 2 |  |  | 433 | 165 | 0.0187 | 0.15 | 0.913 | 0 | 0 | 0
| 1430 | 17 | 2 |  |  | 433 | 165 | 0.0187 | 0.15 | 0.913 | 0 | 0 | 0
| 1431 | 17 | 2 |  |  | 433 | 165 | 0.0187 | 0.15 | 0.913 | 0 | 0 | 0
| 1432 | 17 | 2 |  |  | 433 | 165 | 0.0187 | 0.15 | 0.913 | 0 | 0 | 0
| 1433 | 17 | 2 |  |  | 433 | 165 | 0.0187 | 0.15 | 0.913 | 0 | 0 | 0
| 1434 | 17 | 2 |  |  | 433 | 165 | 0.0187 | 0.15 | 0.913 | 0 | 0 | 0
| 1435 | 17 | 2 |  |  | 433 | 165 | 0.0187 | 0.15 | 0.913 | 0 | 0 | 0
| 1436 | 17 | 2 |  |  | 433 | 165 | 0.0187 | 0.15 | 0.913 | 0 | 0 | 0
| 1437 | 17 | 2 |  |  | 433 | 165 | 0.0187 | 0.15 | 0.913 | 0 | 0 | 0
| 1438 | 17 | 2 |  |  | 433 | 165 | 0.0187 | 0.15 | 0.913 | 0 | 0 | 0
| 1439 | 17 | 2 |  |  | 433 | 165 | 0.0187 | 0.15 | 0.913 | 0 | 0 | 0
| 1440 | 17 | 2 |  |  | 433 | 165 | 0.0187 | 0.15 | 0.913 | 0 | 0 | 0
| 1441 | 17 | 2 |  |  | 433 | 165 | 0.0187 | 0.15 | 0.913 | 0 | 0 | 0
| 1442 | 17 | 2 |  |  | 433 | 165 | 0.0187 | 0.15 | 0.913 | 0 | 0 | 0
| 1443 | 17 | 2 |  |  | 433 | 165 | 0.0187 | 0.15 | 0.913 | 0 | 0 | 0
| 1444 | 17 | 2 |  |  | 433 | 165 | 0.0187 | 0.15 | 0.913 | 0 | 0 | 0
| 1445 | 10 | 3 |  |  | 340 | 125 | 0.0187 | 0.15 | 0.913 | 0 | 0 | 0
| 1446 | 10 | 3 |  |  | 340 | 125 | 0.0187 | 0.15 | 0.913 | 0 | 0 | 0
| 1447 | 10 | 3 |  |  | 340 | 125 | 0.0187 | 0.15 | 0.913 | 0 | 0 | 0
| 1448 | 10 | 3 |  |  | 340 | 125 | 0.0187 | 0.15 | 0.913 | 0 | 0 | 0
| 1449 | 10 | 3 |  |  | 340 | 125 | 0.0187 | 0.15 | 0.913 | 0 | 0 | 0
| 1450 | 10 | 3 |  |  | 340 | 125 | 0.0187 | 0.15 | 0.913 | 0 | 0 | 0
| 1451 | 10 | 3 |  |  | 340 | 125 | 0.0187 | 0.15 | 0.913 | 0 | 0 | 0
| 1452 | 10 | 3 |  |  | 340 | 125 | 0.0187 | 0.15 | 0.913 | 0 | 0 | 0
| 1453 | 10 | 3 |  |  | 340 | 125 | 0.0187 | 0.15 | 0.913 | 0 | 0 | 0
| 1454 | 10 | 3 |  |  | 340 | 125 | 0.0187 | 0.15 | 0.913 | 0 | 0 | 0
| 1455 | 10 | 3 |  |  | 340 | 125 | 0.0187 | 0.15 | 0.913 | 0 | 0 | 0
| 1456 | 10 | 3 |  |  | 340 | 125 | 0.0187 | 0.15 | 0.913 | 0 | 0 | 0
| 1457 | 10 | 3 |  |  | 340 | 125 | 0.0187 | 0.15 | 0.913 | 0 | 0 | 0
| 1458 | 10 | 3 |  |  | 340 | 125 | 0.0187 | 0.15 | 0.913 | 0 | 0 | 0
| 1459 | 10 | 3 |  |  | 340 | 125 | 0.0187 | 0.15 | 0.913 | 0 | 0 | 0
| 1460 | 10 | 3 |  |  | 340 | 125 | 0.0187 | 0.15 | 0.913 | 0 | 0 | 0
| 1461 | 10 | 3 |  |  | 340 | 125 | 0.0187 | 0.15 | 0.913 | 0 | 0 | 0
| 1462 | 10 | 3 |  |  | 340 | 125 | 0.0187 | 0.15 | 0.913 | 0 | 0 | 0
| 1463 | 10 | 3 |  |  | 340 | 125 | 0.0187 | 0.15 | 0.913 | 0 | 0 | 0
| 1464 | 10 | 3 |  |  | 340 | 125 | 0.0187 | 0.15 | 0.913 | 0 | 0 | 0
| 1465 | 12 | 3 |  |  | 433 | 165 | 0.0187 | 0.15 | 0.913 | 0 | 0 | 0
| 1466 | 12 | 3 |  |  | 433 | 165 | 0.0187 | 0.15 | 0.913 | 0 | 0 | 0
| 1467 | 12 | 3 |  |  | 433 | 165 | 0.0187 | 0.15 | 0.913 | 0 | 0 | 0
| 1468 | 12 | 3 |  |  | 433 | 165 | 0.0187 | 0.15 | 0.913 | 0 | 0 | 0
| 1469 | 12 | 3 |  |  | 433 | 165 | 0.0187 | 0.15 | 0.913 | 0 | 0 | 0
| 1470 | 12 | 3 |  |  | 433 | 165 | 0.0187 | 0.15 | 0.913 | 0 | 0 | 0
| 1471 | 12 | 3 |  |  | 433 | 165 | 0.0187 | 0.15 | 0.913 | 0 | 0 | 0
| 1472 | 12 | 3 |  |  | 433 | 165 | 0.0187 | 0.15 | 0.913 | 0 | 0 | 0
| 1473 | 12 | 3 |  |  | 433 | 165 | 0.0187 | 0.15 | 0.913 | 0 | 0 | 0
| 1474 | 12 | 3 |  |  | 433 | 165 | 0.0187 | 0.15 | 0.913 | 0 | 0 | 0
| 1475 | 12 | 3 |  |  | 433 | 165 | 0.0187 | 0.15 | 0.913 | 0 | 0 | 0
| 1476 | 12 | 3 |  |  | 433 | 165 | 0.0187 | 0.15 | 0.913 | 0 | 0 | 0
| 1477 | 12 | 3 |  |  | 433 | 165 | 0.0187 | 0.15 | 0.913 | 0 | 0 | 0
| 1478 | 12 | 3 |  |  | 433 | 165 | 0.0187 | 0.15 | 0.913 | 0 | 0 | 0
| 1479 | 12 | 3 |  |  | 433 | 165 | 0.0187 | 0.15 | 0.913 | 0 | 0 | 0
| 1480 | 12 | 3 |  |  | 433 | 165 | 0.0187 | 0.15 | 0.913 | 0 | 0 | 0
| 1481 | 12 | 3 |  |  | 433 | 165 | 0.0187 | 0.15 | 0.913 | 0 | 0 | 0
| 1482 | 12 | 3 |  |  | 433 | 165 | 0.0187 | 0.15 | 0.913 | 0 | 0 | 0
| 1483 | 12 | 3 |  |  | 433 | 165 | 0.0187 | 0.15 | 0.913 | 0 | 0 | 0
| 1484 | 12 | 3 |  |  | 433 | 165 | 0.0187 | 0.15 | 0.913 | 0 | 0 | 0
| 1485 | 12 | 3 |  |  | 433 | 165 | 0.0187 | 0.15 | 0.913 | 0 | 0 | 0
| 1486 | 12 | 3 |  |  | 433 | 165 | 0.0187 | 0.15 | 0.913 | 0 | 0 | 0
| 1487 | 12 | 3 |  |  | 433 | 165 | 0.0187 | 0.15 | 0.913 | 0 | 0 | 0
| 1488 | 12 | 3 |  |  | 433 | 165 | 0.0187 | 0.15 | 0.913 | 0 | 0 | 0
| 1489 | 12 | 3 |  |  | 433 | 165 | 0.0187 | 0.15 | 0.913 | 0 | 0 | 0
| 1490 | 12 | 3 |  |  | 433 | 165 | 0.0187 | 0.15 | 0.913 | 0 | 0 | 0
| 1491 | 12 | 3 |  |  | 433 | 165 | 0.0187 | 0.15 | 0.913 | 0 | 0 | 0
| 1492 | 12 | 3 |  |  | 433 | 165 | 0.0187 | 0.15 | 0.913 | 0 | 0 | 0
| 1493 | 12 | 3 |  |  | 433 | 165 | 0.0187 | 0.15 | 0.913 | 0 | 0 | 0
| 1494 | 12 | 3 |  |  | 433 | 165 | 0.0187 | 0.15 | 0.913 | 0 | 0 | 0
| 1495 | 12 | 3 |  |  | 433 | 165 | 0.0187 | 0.15 | 0.913 | 0 | 0 | 0
| 1496 | 12 | 3 |  |  | 433 | 165 | 0.0187 | 0.15 | 0.913 | 0 | 0 | 0
| 1497 | 12 | 3 |  |  | 433 | 165 | 0.0187 | 0.15 | 0.913 | 0 | 0 | 0
| 1498 | 12 | 3 |  |  | 433 | 165 | 0.0187 | 0.15 | 0.913 | 0 | 0 | 0
| 1499 | 12 | 3 |  |  | 433 | 165 | 0.0187 | 0.15 | 0.913 | 0 | 0 | 0
| 1500 | 12 | 3 |  |  | 433 | 165 | 0.0187 | 0.15 | 0.913 | 0 | 0 | 0
| 1501 | 12 | 3 |  |  | 433 | 165 | 0.0187 | 0.15 | 0.913 | 0 | 0 | 0
| 1502 | 12 | 3 |  |  | 433 | 165 | 0.0187 | 0.15 | 0.913 | 0 | 0 | 0
| 1503 | 12 | 3 |  |  | 433 | 165 | 0.0187 | 0.15 | 0.913 | 0 | 0 | 0
| 1504 | 12 | 3 |  |  | 433 | 165 | 0.0187 | 0.15 | 0.913 | 0 | 0 | 0
| 1505 | 12 | 3 |  |  | 433 | 165 | 0.0187 | 0.15 | 0.913 | 0 | 0 | 0
| 1506 | 12 | 3 |  |  | 433 | 165 | 0.0187 | 0.15 | 0.913 | 0 | 0 | 0
| 1507 | 12 | 3 |  |  | 433 | 165 | 0.0187 | 0.15 | 0.913 | 0 | 0 | 0
| 1508 | 12 | 3 |  |  | 433 | 165 | 0.0187 | 0.15 | 0.913 | 0 | 0 | 0
| 1509 | 14 | 3 |  |  | 780 | 270 | 0.0187 | 0.15 | 0.913 | 0 | 0 | 0
| 1510 | 14 | 3 |  |  | 780 | 270 | 0.0187 | 0.15 | 0.913 | 0 | 0 | 0
| 1511 | 14 | 3 |  |  | 780 | 270 | 0.0187 | 0.15 | 0.913 | 0 | 0 | 0
| 1512 | 14 | 3 |  |  | 780 | 270 | 0.0187 | 0.15 | 0.913 | 0 | 0 | 0
| 1513 | 14 | 3 |  |  | 780 | 270 | 0.0187 | 0.15 | 0.913 | 0 | 0 | 0
| 1514 | 14 | 3 |  |  | 780 | 270 | 0.0187 | 0.15 | 0.913 | 0 | 0 | 0
| 1515 | 14 | 3 |  |  | 780 | 270 | 0.0187 | 0.15 | 0.913 | 0 | 0 | 0
| 1516 | 14 | 3 |  |  | 780 | 270 | 0.0187 | 0.15 | 0.913 | 0 | 0 | 0
| 1517 | 14 | 3 |  |  | 780 | 270 | 0.0187 | 0.15 | 0.913 | 0 | 0 | 0
| 1518 | 14 | 3 |  |  | 780 | 270 | 0.0187 | 0.15 | 0.913 | 0 | 0 | 0
| 1519 | 14 | 3 |  |  | 780 | 270 | 0.0187 | 0.15 | 0.913 | 0 | 0 | 0
| 1520 | 14 | 3 |  |  | 780 | 270 | 0.0187 | 0.15 | 0.913 | 0 | 0 | 0
| 1521 | 14 | 3 |  |  | 780 | 270 | 0.0187 | 0.15 | 0.913 | 0 | 0 | 0
| 1522 | 14 | 3 |  |  | 780 | 270 | 0.0187 | 0.15 | 0.913 | 0 | 0 | 0
| 1523 | 14 | 3 |  |  | 780 | 270 | 0.0187 | 0.15 | 0.913 | 0 | 0 | 0
| 1524 | 14 | 3 |  |  | 780 | 270 | 0.0187 | 0.15 | 0.913 | 0 | 0 | 0
| 1525 | 14 | 3 |  |  | 780 | 270 | 0.0187 | 0.15 | 0.913 | 0 | 0 | 0
| 1526 | 14 | 3 |  |  | 780 | 270 | 0.0187 | 0.15 | 0.913 | 0 | 0 | 0
| 1527 | 14 | 3 |  |  | 780 | 270 | 0.0187 | 0.15 | 0.913 | 0 | 0 | 0
| 1528 | 14 | 3 |  |  | 780 | 270 | 0.0187 | 0.15 | 0.913 | 0 | 0 | 0
| 1529 | 14 | 3 |  |  | 780 | 270 | 0.0187 | 0.15 | 0.913 | 0 | 0 | 0
| 1530 | 14 | 3 |  |  | 780 | 270 | 0.0187 | 0.15 | 0.913 | 0 | 0 | 0
| 1531 | 14 | 3 |  |  | 780 | 270 | 0.0187 | 0.15 | 0.913 | 0 | 0 | 0
| 1532 | 14 | 3 |  |  | 780 | 270 | 0.0187 | 0.15 | 0.913 | 0 | 0 | 0
| 1533 | 14 | 3 |  |  | 780 | 270 | 0.0187 | 0.15 | 0.913 | 0 | 0 | 0
| 1534 | 14 | 3 |  |  | 780 | 270 | 0.0187 | 0.15 | 0.913 | 0 | 0 | 0
| 1535 | 14 | 3 |  |  | 780 | 270 | 0.0187 | 0.15 | 0.913 | 0 | 0 | 0
| 1536 | 14 | 3 |  |  | 780 | 270 | 0.0187 | 0.15 | 0.913 | 0 | 0 | 0
| 1537 | 14 | 3 |  |  | 780 | 270 | 0.0187 | 0.15 | 0.913 | 0 | 0 | 0
| 1538 |  |  |  |  | 0 | 0 | 0.0187 | 0 | 0.913 | 0 | 0 | 0
| 1539 |  |  |  |  | 0 | 0 | 0.0187 | 0 | 0.913 | 0 | 0 | 0
| 1540 |  |  |  |  | 0 | 0 | 0.0187 | 0 | 0.913 | 0 | 0 | 0
| 1541 |  |  |  |  | 0 | 0 | 0.0187 | 0 | 0.913 | 0 | 0 | 0
| 1542 |  |  |  |  | 0 | 0 | 0.0187 | 0 | 0.913 | 0 | 0 | 0
| 1543 |  |  |  |  | 0 | 0 | 0.0187 | 0 | 0.913 | 0 | 0 | 0
| 1544 |  |  |  |  | 0 | 0 | 0.0187 | 0 | 0.913 | 0 | 0 | 0
| 1545 |  |  |  |  | 0 | 0 | 0.0187 | 0 | 0.913 | 0 | 0 | 0
| 1546 |  |  |  |  | 0 | 0 | 0.0187 | 0 | 0.913 | 0 | 0 | 0
| 1547 |  |  |  |  | 0 | 0 | 0.0187 | 0 | 0.913 | 0 | 0 | 0
| 1548 |  |  |  |  | 0 | 0 | 0.0187 | 0 | 0.913 | 0 | 0 | 0
| 1549 |  |  |  |  | 0 | 0 | 0.0187 | 0 | 0.913 | 0 | 0 | 0
| 1550 |  |  |  |  | 0 | 0 | 0.0187 | 0 | 0.913 | 0 | 0 | 0
| 1551 |  |  |  |  | 0 | 0 | 0.0187 | 0 | 0.913 | 0 | 0 | 0
| 1552 |  |  |  |  | 0 | 0 | 0.0187 | 0 | 0.913 | 0 | 0 | 0
| 1553 |  |  |  |  | 0 | 0 | 0.0187 | 0 | 0.913 | 0 | 0 | 0
| 1554 |  |  |  |  | 0 | 0 | 0.0187 | 0 | 0.913 | 0 | 0 | 0
| 1555 |  |  |  |  | 0 | 0 | 0.0187 | 0 | 0.913 | 0 | 0 | 0
| 1556 |  |  |  |  | 0 | 0 | 0.0187 | 0 | 0.913 | 0 | 0 | 0
| 1557 |  |  |  |  | 0 | 0 | 0.0187 | 0 | 0.913 | 0 | 0 | 0
| 1558 |  |  |  |  | 0 | 0 | 0.0187 | 0 | 0.913 | 0 | 0 | 0
| 1559 |  |  |  |  | 0 | 0 | 0.0187 | 0 | 0.913 | 0 | 0 | 0
| 1560 |  |  |  |  | 0 | 0 | 0.0187 | 0 | 0.913 | 0 | 0 | 0
| 1561 |  |  |  |  | 0 | 0 | 0.0187 | 0 | 0.913 | 0 | 0 | 0
| 1562 |  |  |  |  | 0 | 0 | 0.0187 | 0 | 0.913 | 0 | 0 | 0
| 1563 |  |  |  |  | 0 | 0 | 0.0187 | 0 | 0.913 | 0 | 0 | 0
| 1564 |  |  |  |  | 0 | 0 | 0.0187 | 0 | 0.913 | 0 | 0 | 0
| 1565 |  |  |  |  | 0 | 0 | 0.0187 | 0 | 0.913 | 0 | 0 | 0
| 1566 |  |  |  |  | 0 | 0 | 0.0187 | 0 | 0.913 | 0 | 0 | 0
| 1567 |  |  |  |  | 0 | 0 | 0.0187 | 0 | 0.913 | 0 | 0 | 0
| 1568 |  |  |  |  | 0 | 0 | 0.0187 | 0 | 0.913 | 0 | 0 | 0
| 1569 |  |  |  |  | 0 | 0 | 0.0187 | 0 | 0.913 | 0 | 0 | 0
| 1570 |  |  |  |  | 0 | 0 | 0.0187 | 0 | 0.913 | 0 | 0 | 0
| 1571 |  |  |  |  | 0 | 0 | 0.0187 | 0 | 0.913 | 0 | 0 | 0
| 1572 |  |  |  |  | 0 | 0 | 0.0187 | 0 | 0.913 | 0 | 0 | 0
| 1573 |  |  |  |  | 0 | 0 | 0.0187 | 0 | 0.913 | 0 | 0 | 0
| 1574 |  |  |  |  | 0 | 0 | 0.0187 | 0 | 0.913 | 0 | 0 | 0
| 1575 |  |  |  |  | 0 | 0 | 0.0187 | 0 | 0.913 | 0 | 0 | 0
| 1576 |  |  |  |  | 0 | 0 | 0.0187 | 0 | 0.913 | 0 | 0 | 0
| 1577 |  |  |  |  | 0 | 0 | 0.0187 | 0 | 0.913 | 0 | 0 | 0
| 1578 |  |  |  |  | 0 | 0 | 0.0187 | 0 | 0.913 | 0 | 0 | 0
| 1579 |  |  |  |  | 0 | 0 | 0.0187 | 0 | 0.913 | 0 | 0 | 0
| 1580 |  |  |  |  | 0 | 0 | 0.0187 | 0 | 0.913 | 0 | 0 | 0
| 1581 |  |  |  |  | 0 | 0 | 0.0187 | 0 | 0.913 | 0 | 0 | 0
| 1582 |  |  |  |  | 0 | 0 | 0.0187 | 0 | 0.913 | 0 | 0 | 0
| 1583 |  |  |  |  | 0 | 0 | 0.0187 | 0 | 0.913 | 0 | 0 | 0
| 1584 |  |  |  |  | 0 | 0 | 0.0187 | 0 | 0.913 | 0 | 0 | 0
| 1585 |  |  |  |  | 0 | 0 | 0.0187 | 0 | 0.913 | 0 | 0 | 0
| 1586 |  |  |  |  | 0 | 0 | 0.0187 | 0 | 0.913 | 0 | 0 | 0
| 1587 |  |  |  |  | 0 | 0 | 0.0187 | 0 | 0.913 | 0 | 0 | 0
| 1588 |  |  |  |  | 0 | 0 | 0.0187 | 0 | 0.913 | 0 | 0 | 0
| 1589 |  |  |  |  | 0 | 0 | 0.0187 | 0 | 0.913 | 0 | 0 | 0
| 1590 |  |  |  |  | 0 | 0 | 0.0187 | 0 | 0.913 | 0 | 0 | 0
| 1591 |  |  |  |  | 0 | 0 | 0.0187 | 0 | 0.913 | 0 | 0 | 0
| 1592 |  |  |  |  | 0 | 0 | 0.0187 | 0 | 0.913 | 0 | 0 | 0
| 1593 |  |  |  |  | 0 | 0 | 0.0187 | 0 | 0.913 | 0 | 0 | 0
| 1594 |  |  |  |  | 0 | 0 | 0.0187 | 0 | 0.913 | 0 | 0 | 0
| 1595 |  |  |  |  | 0 | 0 | 0.0187 | 0 | 0.913 | 0 | 0 | 0
| 1596 |  |  |  |  | 0 | 0 | 0.0187 | 0 | 0.913 | 0 | 0 | 0
| 1597 |  |  |  |  | 0 | 0 | 0.0187 | 0 | 0.913 | 0 | 0 | 0
| 1598 |  |  |  |  | 0 | 0 | 0.0187 | 0 | 0.913 | 0 | 0 | 0
| 1599 |  |  |  |  | 0 | 0 | 0.0187 | 0 | 0.913 | 0 | 0 | 0
| 1600 |  |  |  |  | 0 | 0 | 0.0187 | 0 | 0.913 | 0 | 0 | 0
| Total |  |  |  | - | - | - | - | - | - | 0 | 0 | 0

## MRS(calc_process)
Monitoring Spreadsheet: JCM_VN_AM005_ver01.0
Reference Number: VN018
Monitoring Report Sheet (Calculation Process Sheet) [For Verification]
1. Calculations for emission reductions |  |  | Fuel type | Value | Units | Parameter
| Emission reductions during the period p |  | N/A | 0 | tCO2/p | ERp
2. Calculations for reference emissions
| Reference emissions during the period p |  | N/A | 0 | tCO2/p | REp
3. Calculations of the project emissions
| Project emissions during the period p |  | N/A | 0 | tCO2/p | PEp
[List of Default Values]
|  | Blackout rate | 0.0187 | fraction